## Sheet1
NO BARCODE | NAMA ALKES | POSISI ALKES | MERK | TYPE | SERIAL NUMBER | NO POLI ALKES
ALK-000988/111 | Bed Pasien | G3/05/R.I | PARAMOUNT
ALK-000988/112 | Bed Pasien | G3/05/R.I | PARAMOUNT
ALK-000988/113 | Bed Pasien | G3/05/R.I
ALK-000988/114 | Bed Pasien | G3/05/R.I | PARAMOUNT
ALK-000988/115 | Bed Pasien | G3/05/R.I | PARAMOUNT
ALK-000988/116 | Bed Pasien | G3/05/R.I | PARAMOUNT
ALK-000988/117 | Bed Pasien | G3/05/R.I | PARAMOUNT
ALK-000988/118 | Bed Pasien | G3/05/R.I | PARAMOUNT
ALK-000988/119 | Bed Pasien | G3/05/R.I | PARAMOUNT
ALK-000988/120 | Bed Pasien | G3/05/R.I | PARAMOUNT
ALK-000988/121 | Bed Pasien | G3/05/R.I | MEDITRON
ALK-000988/122 | Bed Pasien | G3/05/R.I
ALK-000988/123 | Bed Pasien | G3/05/R.I | PARAMOUNT
ALK-000988/124 | Bed Pasien | G3/05/R.I | MEDITRON
ALK-000988/125 | Bed Pasien | G3/05/R.I | PARAMOUNT
ALK-000988/312 | Bed Pasien | G3/05/R.I | PARAMOUNT
ALK-000988/127 | Bed Pasien | G3/05/R.I | ACARE
ALK-000988/324 | Bed Pasien | G3/05/R.I | PARAMOUNT
ALK-000988/129 | Bed Pasien | G3/05/R.I
ALK-000988/130 | Bed Pasien | G3/05/R.I
ALK-000988/131 | Bed Pasien | G3/05/R.I | PARAMOUNT
ALK-000988/132 | Bed Pasien | G3/05/R.I | PARAMOUNT
ALK-000988/133 | Bed Pasien | G3/05/R.I | PARAMOUNT
ALK-000988/134 | Bed Pasien | G3/05/R.I | PARAMOUNT
ALK-000988/135 | Bed Pasien | G3/05/R.I | PARAMOUNT
ALK-000988/136 | Bed Pasien | G3/05/R.I | HOMED
ALK-000988/137 | Bed Pasien | G3/05/R.I
ALK-000988/138 | Bed Pasien | G3/05/R.I | PARAMOUNT
ALK-000988/139 | Bed Pasien | G3/05/R.I | MEDITRON
ALK-000988/140 | Bed Pasien | G3/05/R.I | PARAMOUNT
ALK-000988/141 | Bed Pasien | G3/05/R.I | ACARE
ALK-000988/142 | Bed Pasien | G3/05/R.I | MEDITRON
ALK-000988/143 | Bed Pasien | G3/05/R.I
ALK-000988/145 | Bed Pasien | G3/05/R.I | PLATINUM INSPIRASI
ALK-000988/146 | Bed Pasien | G3/05/R.I
ALK-000988/147 | Bed Pasien | G3/05/R.I
ALK-000988/325 | Bed Pasien | G3/05/R.I | PARAMOUNT
ALK-000180/002 | Bedpan Washer Manual | G3/05/R.I | ATOZ
ALK-001442/129 | Flowmeter oksigen (katup besi) | G3/05/R.I (542A) | GEA
ALK-001442/131 | Flowmeter oksigen (katup besi) | G3/05/R.I (543A) | GEA
ALK-001442/132 | Flowmeter oksigen (katup besi) | G3/05/R.I (543B) | GEA
ALK-001442/133 | Flowmeter oksigen (katup besi) | G3/05/R.I (543C) | HIRO
ALK-001442/134 | Flowmeter oksigen (katup besi) | G3/05/R.I (543D) | HIRO
ALK-001442/135 | Flowmeter oksigen (katup besi) | G3/05/R.I (543E) | HIRO
ALK-001442/136 | Flowmeter oksigen (katup besi) | G3/05/R.I (543F) | HIRO
ALK-001442/138 | Flowmeter oksigen (katup besi) | G3/05/R.I (545A) | HIRO
ALK-001442/139 | Flowmeter oksigen (katup besi) | G3/05/R.I (545B) | GEA
ALK-001442/140 | Flowmeter oksigen (katup besi) | G3/05/R.I (545C) | GEA
ALK-001442/141 | Flowmeter oksigen (katup besi) | G3/05/R.I (545D) | HIRO
ALK-001442/142 | Flowmeter oksigen (katup besi) | G3/05/R.I (545E) | HIRO
ALK-001442/143 | Flowmeter oksigen (katup besi) | G3/05/R.I (545F) | HIRO
ALK-001442/145 | Flowmeter oksigen (katup besi) | G3/05/R.I (546A) | GEA
ALK-001442/146 | Flowmeter oksigen (katup besi) | G3/05/R.I (546B) | GEA
ALK-001442/147 | Flowmeter oksigen (katup besi) | G3/05/R.I (546C) | GEA
ALK-001442/148 | Flowmeter oksigen (katup besi) | G3/05/R.I (546D) | HIRO
ALK-001442/149 | Flowmeter oksigen (katup besi) | G3/05/R.I (546E) | GEA
ALK-001442/150 | Flowmeter oksigen (katup besi) | G3/05/R.I (546F) | GEA
ALK-001442/152 | Flowmeter oksigen (katup besi) | G3/05/R.I (547A) | GEA
ALK-001442/153 | Flowmeter oksigen (katup besi) | G3/05/R.I (547B) | GEA
ALK-001442/154 | Flowmeter oksigen (katup besi) | G3/05/R.I (547C) | HIRO
ALK-001442/155 | Flowmeter oksigen (katup besi) | G3/05/R.I (547D)
ALK-001442/156 | Flowmeter oksigen (katup besi) | G3/05/R.I (547E) | GEA
ALK-001442/157 | Flowmeter oksigen (katup besi) | G3/05/R.I (547F) | GEA
ALK-001442/159 | Flowmeter oksigen (katup besi) | G3/05/R.I (548A) | GEA
ALK-001442/160 | Flowmeter oksigen (katup besi) | G3/05/R.I (548B) | HIRO
ALK-001442/161 | Flowmeter oksigen (katup besi) | G3/05/R.I (548C) | HIRO
ALK-001442/162 | Flowmeter oksigen (katup besi) | G3/05/R.I (548D) | GEA
ALK-001442/163 | Flowmeter oksigen (katup besi) | G3/05/R.I (549A) | HIRO
ALK-001442/164 | Flowmeter oksigen (katup besi) | G3/05/R.I (549B) | HIRO
ALK-001442/165 | Flowmeter oksigen (katup besi) | G3/05/R.I (549C) | GEA
ALK-001442/166 | Flowmeter oksigen (katup besi) | G3/05/R.I (549D) | HIRO
ALK-001442/167 | Flowmeter oksigen (katup besi) | G3/05/R.I (550A) | GEA
ALK-001442/168 | Flowmeter oksigen (katup besi) | G3/05/R.I (550B) | GEA
ALK-001442/169 | Flowmeter oksigen (katup besi) | G3/05/R.I (550C) | HIRO
ALK-001442/170 | Flowmeter oksigen (katup besi) | G3/05/R.I (550D)
ALK-001128/025 | Illuminator Single X-Ray | G3/05/R.I | GEA | X-11-C
ALK-000008/076 | Infus Pump LS600 | G3/05/R.I | TERUMO | TE-LF600 | 1607010141
ALK-000008/077 | Infus Pump LS600 | G3/05/R.I | TERUMO | TE-LF600 | 1604010100
ALK-000008/078 | Infus Pump LS600 | G3/05/R.I | TERUMO | TE-LF600 | 1604010068
ALK-000008/079 | Infus Pump LS600 | G3/05/R.I | TERUMO | TE-LF600 | 1608010063
ALK-000008/080 | Infus Pump LS600 | G3/05/R.I | TERUMO | TE-LF600 | 1604010090
ALK-000008/081 | Infus Pump LS600 | G3/05/R.I | TERUMO | TE-LF600 | 1604010078
ALK-000008/082 | Infus Pump LS600 | G3/05/R.I | TERUMO | TE-LF600 | 1604010081
ALK-000008/115 | Infus Pump LS600 | G3/05/R.I | TERUMO | TE-112 | 1402000321
ALK-000008/116 | Infus Pump LS600 | G3/05/R.I | TERUMO | TE-112 | 1001000117
ALK-000081/001 | Mesin ECG Mac 1200 | G3/05/R.I | GE | MAC1200st | 550050722
ALK-000372/013 | Nebulizer system compressor | G3/05/R.I | OMRON | NE-C28 | 20171112994UF
ALK-000372/023 | Nebulizer system compressor | G3/05/R.I | OMRON | NE-C28 | 20210605755UF
ALK-000372/006 | Nebulizer system compressor | G3/05/R.I | OMRON | NE-C28 | 20220405421UF
ALK-000097/015 | Patient Monitor MEC 1000 (Mindray) | G3/05/R.I | Mindray | UMEC 10 | KN-9B05536
ALK-001422/020 | Patient Monitor virgo 5 parameter | G3/05/R.I | NORTHERN | VIRGO | I0911003
ALK-001422/039 | Patient Monitor virgo 5 parameter | G3/05/R.I | NORTHERN | VIRGO | I1229010
ALK-001422/108 | Patient Monitor virgo 5 parameter | G3/05/R.I | NORTHERN | VIRGO | JH20210421030
ALK-001422/110 | Patient Monitor virgo 5 parameter | G3/05/R.I | NORTHERN | VIRGO | JH20210421032
ALK-001422/130 | Patient Monitor virgo 5 parameter | G3/05/R.I | NORTHERN | VIRGO | JH20210519051
ALK-000102/085 | Pulse Oxymeter | G3/05/R.I | yuwell
ALK-000102/086 | Pulse Oxymeter | G3/05/R.I | yuwell
ALK-000102/110 | Pulse Oxymeter | G3/05/R.I | Spirit | HS20ALI | 210030811 00010
ALK-001229/017 | Rostul | G3/05/R.I
ALK-001229/018 | Rostul | G3/05/R.I | ONE MED | SPIRIT
ALK-001229/078 | Rostul | G3/05/R.I | ONE MED | SPIRIT
ALK-001131/022 | Stetoskop Anak (Litmann) | G3/05/R.I | LITTMANN | CLASSIC | J16G804325
ALK-001130/038 | Stetoskop Dewasa (Litmann) | G3/05/R.I | LITTMANN | CLASSIC | J22L874242
ALK-001130/039 | Stetoskop Dewasa (Litmann) | G3/05/R.I | RIESTER | DUPLEX
ALK-001139/003 | Suction Pump Dewasa (GEA) | G3/05/R.I | GEA |  | SA0115100422
ALK-000009/012 | Syringe Pump | G3/05/R.I | TERUMO | TE-331 | 1304000114
ALK-000009/045 | Syringe Pump | G3/05/R.I | TERUMO | TE-SS730 | 2011010038
ALK-000009/046 | Syringe Pump | G3/05/R.I | TERUMO | TE-SS730 | 2011010033
ALK-000009/066 | Syringe Pump | G3/05/R.I | Mindray | SK 500 I | SK-10107639
ALK-000009/067 | Syringe Pump | G3/05/R.I | Mindray | SK 500 I | SK-1010788
ALK-000009/082 | Syringe Pump | G3/05/R.I | Mindray | SK 500 I | SK-10107587
ALK-000009/083 | Syringe Pump | G3/05/R.I | Mindray | SK 500 I | SK-10107578
ALK-000009/084 | Syringe Pump | G3/05/R.I | Mindray | SK 500 I | SK-10107596
ALK-000009/085 | Syringe Pump | G3/05/R.I | Mindray | SK 500 I | SK-10107655
ALK-000423/011 | Tensi Digital | G3/05/R.I | yuwell |  | R2101000279
ALK-000423/004 | Tensi Digital | G3/05/R.I | yuwell | YE680E | B19300068
ALK-000172/020 | Tensimeter Klinik Wall (Riester) | G3/05/R.I | RIESTER | BIG BEN ROUND | 161242141
ALK-001256/010 | Termometer Non Contact (Kening) | G3/05/R.I | yuwell |  | B2206000543
ALK-000067/004 | Thermometer Digital Laica | G3/05/R.I | TERMO ONE |  | 901BM06050017475
ALK-000027/105 | Tiang Infus 2 HOOK | G3/05/R.I
ALK-000027/106 | Tiang Infus 2 HOOK | G3/05/R.I
ALK-000027/107 | Tiang Infus 2 HOOK | G3/05/R.I
ALK-000027/108 | Tiang Infus 2 HOOK | G3/05/R.I
ALK-000027/109 | Tiang Infus 2 HOOK | G3/05/R.I
ALK-000027/110 | Tiang Infus 2 HOOK | G3/05/R.I
ALK-000027/111 | Tiang Infus 2 HOOK | G3/05/R.I
ALK-000027/112 | Tiang Infus 2 HOOK | G3/05/R.I
ALK-000027/113 | Tiang Infus 2 HOOK | G3/05/R.I
ALK-000027/114 | Tiang Infus 2 HOOK | G3/05/R.I
ALK-000027/115 | Tiang Infus 2 HOOK | G3/05/R.I
ALK-000027/116 | Tiang Infus 2 HOOK | G3/05/R.I
ALK-000027/117 | Tiang Infus 2 HOOK | G3/05/R.I
ALK-000027/118 | Tiang Infus 2 HOOK | G3/05/R.I
ALK-000027/119 | Tiang Infus 2 HOOK | G3/05/R.I
ALK-000027/120 | Tiang Infus 2 HOOK | G3/05/R.I
ALK-000027/121 | Tiang Infus 2 HOOK | G3/05/R.I
ALK-000027/122 | Tiang Infus 2 HOOK | G3/05/R.I
ALK-000027/123 | Tiang Infus 2 HOOK | G3/05/R.I
ALK-000027/124 | Tiang Infus 2 HOOK | G3/05/R.I
ALK-000027/125 | Tiang Infus 2 HOOK | G3/05/R.I
ALK-000027/126 | Tiang Infus 2 HOOK | G3/05/R.I
ALK-000027/127 | Tiang Infus 2 HOOK | G3/05/R.I
ALK-000027/128 | Tiang Infus 2 HOOK | G3/05/R.I
ALK-000027/129 | Tiang Infus 2 HOOK | G3/05/R.I
ALK-000027/130 | Tiang Infus 2 HOOK | G3/05/R.I
ALK-000027/383 | Tiang Infus 2 HOOK | G3/05/R.I
ALK-000027/384 | Tiang Infus 2 HOOK | G3/05/R.I
ALK-000027/385 | Tiang Infus 2 HOOK | G3/05/R.I
ALK-000027/386 | Tiang Infus 2 HOOK | G3/05/R.I
ALK-000027/387 | Tiang Infus 2 HOOK | G3/05/R.I
ALK-000027/388 | Tiang Infus 2 HOOK | G3/05/R.I
ALK-000027/389 | Tiang Infus 2 HOOK | G3/05/R.I
ALK-000027/390 | Tiang Infus 2 HOOK | G3/05/R.I
ALK-000027/391 | Tiang Infus 2 HOOK | G3/05/R.I
ALK-000027/392 | Tiang Infus 2 HOOK | G3/05/R.I
ALK-000027/393 | Tiang Infus 2 HOOK | G3/05/R.I
ALK-001251/011 | Timbangan Badan kecil | G3/05/R.I | GEA | EB-162C2
ALK-000988/038 | Bed Pasien | G1/05/R.I | MEDITRON
ALK-000988/039 | Bed Pasien | G1/05/R.I | MEDITRON
ALK-000988/040 | Bed Pasien | G1/05/R.I | PARAMOUNT
ALK-000988/041 | Bed Pasien | G1/05/R.I | MEDITRON
ALK-000988/042 | Bed Pasien | G1/05/R.I | MEDITRON
ALK-000988/043 | Bed Pasien | G1/05/R.I | MEDITRON
ALK-000988/044 | Bed Pasien | G1/05/R.I | PARAMOUNT
ALK-000988/045 | Bed Pasien | G1/05/R.I | PARAMOUNT
ALK-000988/046 | Bed Pasien | G1/05/R.I | PARAMOUNT
ALK-000988/047 | Bed Pasien | G1/05/R.I | PARAMOUNT
ALK-000988/048 | Bed Pasien | G1/05/R.I | PARAMOUNT
ALK-000988/049 | Bed Pasien | G1/05/R.I | MEDITRON
ALK-000988/050 | Bed Pasien | G1/05/R.I | MEDITRON
ALK-000988/051 | Bed Pasien | G1/05/R.I | PARAMOUNT
ALK-000988/052 | Bed Pasien | G1/05/R.I | MEDITRON
ALK-000988/053 | Bed Pasien | G1/05/R.I | MEDITRON
ALK-000988/054 | Bed Pasien | G1/05/R.I | MEDITRON
ALK-000988/055 | Bed Pasien | G1/05/R.I | MEDITRON
ALK-000988/056 | Bed Pasien | G1/05/R.I | MEDITRON
ALK-000988/057 | Bed Pasien | G1/05/R.I | HOMED
ALK-001442/044 | Flowmeter oksigen (katup besi) | G1/05/R.I (501A)
ALK-001442/045 | Flowmeter oksigen (katup besi) | G1/05/R.I (501B)
ALK-001442/046 | Flowmeter oksigen (katup besi) | G1/05/R.I (502A)
ALK-001442/047 | Flowmeter oksigen (katup besi) | G1/05/R.I (502B)
ALK-001442/048 | Flowmeter oksigen (katup besi) | G1/05/R.I (503A)
ALK-001442/049 | Flowmeter oksigen (katup besi) | G1/05/R.I (503B)
ALK-001442/050 | Flowmeter oksigen (katup besi) | G1/05/R.I (505)
ALK-001442/051 | Flowmeter oksigen (katup besi) | G1/05/R.I (506)
ALK-001442/052 | Flowmeter oksigen (katup besi) | G1/05/R.I (507)
ALK-001442/053 | Flowmeter oksigen (katup besi) | G1/05/R.I (508)
ALK-001442/054 | Flowmeter oksigen (katup besi) | G1/05/R.I (509)
ALK-001442/055 | Flowmeter oksigen (katup besi) | G1/05/R.I (510)
ALK-001442/056 | Flowmeter oksigen (katup besi) | G1/05/R.I (511A)
ALK-001442/057 | Flowmeter oksigen (katup besi) | G1/05/R.I (511B)
ALK-001442/058 | Flowmeter oksigen (katup besi) | G1/05/R.I (512A)
ALK-001442/059 | Flowmeter oksigen (katup besi) | G1/05/R.I (512B)
ALK-001442/060 | Flowmeter oksigen (katup besi) | G1/05/R.I (515A)
ALK-001442/061 | Flowmeter oksigen (katup besi) | G1/05/R.I (515B)
ALK-001442/062 | Flowmeter oksigen (katup besi) | G1/05/R.I (516A)
ALK-001442/063 | Flowmeter oksigen (katup besi) | G1/05/R.I (516B)
ALK-001128/003 | Illuminator Single X-Ray | G1/05/R.I
ALK-000008/012 | Infus Pump LS600 | G1/05/R.I | TERUMO | TE-112 | 1111000244
ALK-000008/013 | Infus Pump LS600 | G1/05/R.I | TERUMO | TE-112 | O909000281
ALK-000008/014 | Infus Pump LS600 | G1/05/R.I | TERUMO | TE-112 | O912000009
ALK-000008/015 | Infus Pump LS600 | G1/05/R.I | TERUMO | TE-112 | 130300013
ALK-000008/017 | Infus Pump LS600 | G1/05/R.I | TERUMO | TE-112 | O9080292
ALK-000372/017 | Nebulizer system compressor | G1/05/R.I | OMRON | COMP AIR | 2106055444UF
ALK-000097/013 | Patient Monitor MEC 1000 (Mindray) | G1/05/R.I | MINDRAY | UMEC-10 | KN9B055348
ALK-001422/001 | Patient Monitor virgo 5 parameter | G1/05/R.I | NORTHER | VIRGO | I0911016
ALK-001422/122 | Patient Monitor virgo 5 parameter | G1/05/R.I | NORTHER | VIRGO | JH20210519054
ALK-001422/123 | Patient Monitor virgo 5 parameter | G1/05/R.I | NORTHER | VIRGO | JH20210519041
ALK-001422/124 | Patient Monitor virgo 5 parameter | G1/05/R.I | NORTHER | VIRGO | JH20210519046
ALK-001422/125 | Patient Monitor virgo 5 parameter | G1/05/R.I | NORTHER | VIRGO | JH20210519063
ALK-001422/126 | Patient Monitor virgo 5 parameter | G1/05/R.I | NORTHER | VIRGO | JH20210519059
ALK-001422/028 | Patient Monitor virgo 5 parameter | G1/05/R.I | NORTHER | VIRGO | 10911024
ALK-000102/015 | Pulse Oxymeter | G1/05/R.I | MINDRAY | PM-60 | CR-97206735
ALK-000102/078 | Pulse Oxymeter | G1/05/R.I | SPIRIT | HS20A-LI | H2AL2103081100016
ALK-000102/079 | Pulse Oxymeter | G1/05/R.I | SPIRIT | HS20A-LI | H2AL2103081100039
ALK-000102/080 | Pulse Oxymeter | G1/05/R.I | YUWELL |  | B2101010730
ALK-001229/011 | Rostul | G1/05/R.I
ALK-001229/012 | Rostul | G1/05/R.I
ALK-000333/011 | Stetoskop dewasa + anak (litmann) | G1/05/R.I | RIESTER
ALK-000333/012 | Stetoskop dewasa + anak (litmann) | G1/05/R.I | LITTMANN | CLASSIC | J24A629305
ALK-000333/013 | Stetoskop dewasa + anak (litmann) | G1/05/R.I | RIESTER
ALK-000333/037 | Stetoskop dewasa + anak (litmann) | G1/05/R.I | LITTMANN | CLASSIC | J23J536724
ALK-001613/003 | Suction Pump Surgical 7A-23B (Onemed) | G1/05/R.I | ONE MED | 7A-23B | OOO77
ALK-000009/036 | Syringe Pump | G1/05/R.I | TERUMO | TE-332 | 1411000076
ALK-000009/075 | Syringe Pump | G1/05/R.I | MINDRAY | SK-500 II | SK10107644
ALK-000423/012 | Tensi Digital | G1/05/R.I | YUWELL | YE680E
ALK-000172/006 | Tensimeter Klinik Wall (Riester) | G1/05/R.I | RIESTER | Big Ben Round | 1611400532
ALK-001256/013 | Termometer Non Contact (Kening) | G1/05/R.I | THERMO ONE | ALPHA 1
ALK-000027/297 | Tiang Infus 2 HOOK | G1/05/R.I
ALK-000027/296 | Tiang Infus 2 HOOK | G1/05/R.I
ALK-000027/295 | Tiang Infus 2 HOOK | G1/05/R.I
ALK-000027/294 | Tiang Infus 2 HOOK | G1/05/R.I
ALK-000027/299 | Tiang Infus 2 HOOK | G1/05/R.I
ALK-000027/301 | Tiang Infus 2 HOOK | G1/05/R.I
ALK-000027/302 | Tiang Infus 2 HOOK | G1/05/R.I
ALK-000027/313 | Tiang Infus 2 HOOK | G1/05/R.I
ALK-000027/311 | Tiang Infus 2 HOOK | G1/05/R.I
ALK-000027/304 | Tiang Infus 2 HOOK | G1/05/R.I
ALK-000027/307 | Tiang Infus 2 HOOK | G1/05/R.I
ALK-000027/312 | Tiang Infus 2 HOOK | G1/05/R.I
ALK-000027/298 | Tiang Infus 2 HOOK | G1/05/R.I
ALK-000027/306 | Tiang Infus 2 HOOK | G1/05/R.I
ALK-000027/300 | Tiang Infus 2 HOOK | G1/05/R.I
ALK-000027/303 | Tiang Infus 2 HOOK | G1/05/R.I
ALK-000027/308 | Tiang Infus 2 HOOK | G1/05/R.I
ALK-000027/309 | Tiang Infus 2 HOOK | G1/05/R.I
ALK-000027/305 | Tiang Infus 2 HOOK | G1/05/R.I
ALK-000027/310 | Tiang Infus 2 HOOK | G1/05/R.I
ALK-000988/061 | Bed Pasien | G1/06/R.I | MEDITRON
ALK-000988/062 | Bed Pasien | G1/06/R.I | HOMED
ALK-000988/063 | Bed Pasien | G1/06/R.I | MEDITRON
ALK-000988/064 | Bed Pasien | G1/06/R.I | MEDITRON
ALK-000988/065 | Bed Pasien | G1/06/R.I | MEDITRON
ALK-000988/066 | Bed Pasien | G1/06/R.I | MEDITRON
ALK-000988/067 | Bed Pasien | G1/06/R.I | MEDITRON
ALK-000988/068 | Bed Pasien | G1/06/R.I | PARAMOUNT BED
ALK-000988/069 | Bed Pasien | G1/06/R.I | MEDITRON
ALK-000988/070 | Bed Pasien | G1/06/R.I | PARAMOUNT BED
ALK-000988/071 | Bed Pasien | G1/06/R.I | PARAMOUNT BED
ALK-000988/072 | Bed Pasien | G1/06/R.I | MEDITRON
ALK-000988/073 | Bed Pasien | G1/06/R.I | PARAMOUNT BED
ALK-000988/074 | Bed Pasien | G1/06/R.I | MEDITRON
ALK-000988/075 | Bed Pasien | G1/06/R.I | MEDITRON
ALK-000988/076 | Bed Pasien | G1/06/R.I | MEDITRON
ALK-000988/077 | Bed Pasien | G1/06/R.I | MEDITRON
ALK-000988/078 | Bed Pasien | G1/06/R.I | MEDITRON
ALK-000988/079 | Bed Pasien | G1/06/R.I | MEDITRON
ALK-000988/080 | Bed Pasien | G1/06/R.I | PARAMOUNT BED
ALK-000988/081 | Bed Pasien | G1/06/R.I | PARAMOUNT BED
ALK-000988/082 | Bed Pasien | G1/06/R.I | PARAMOUNT BED
ALK-000988/083 | Bed Pasien | G1/06/R.I | PARAMOUNT BED
ALK-001442/067 | Flowmeter oksigen (katup besi) | G1/06/R.I (601A)
ALK-001442/068 | Flowmeter oksigen (katup besi) | G1/06/R.I (601B)
ALK-001442/069 | Flowmeter oksigen (katup besi) | G1/06/R.I (602A)
ALK-001442/070 | Flowmeter oksigen (katup besi) | G1/06/R.I (602B)
ALK-001442/071 | Flowmeter oksigen (katup besi) | G1/06/R.I (603A)
ALK-001442/072 | Flowmeter oksigen (katup besi) | G1/06/R.I (603B)
ALK-001442/073 | Flowmeter oksigen (katup besi) | G1/06/R.I (605)
ALK-001442/074 | Flowmeter oksigen (katup besi) | G1/06/R.I (606)
ALK-001442/075 | Flowmeter oksigen (katup besi) | G1/06/R.I (607)
ALK-001442/076 | Flowmeter oksigen (katup besi) | G1/06/R.I (608)
ALK-001442/077 | Flowmeter oksigen (katup besi) | G1/06/R.I (609)
ALK-001442/078 | Flowmeter oksigen (katup besi) | G1/06/R.I (610)
ALK-001442/079 | Flowmeter oksigen (katup besi) | G1/06/R.I (611A)
ALK-001442/080 | Flowmeter oksigen (katup besi) | G1/06/R.I (611B)
ALK-001442/081 | Flowmeter oksigen (katup besi) | G1/06/R.I (612A)
ALK-001442/082 | Flowmeter oksigen (katup besi) | G1/06/R.I (612B)
ALK-001442/083 | Flowmeter oksigen (katup besi) | G1/06/R.I (615A)
ALK-001442/084 | Flowmeter oksigen (katup besi) | G1/06/R.I (615B)
ALK-001442/085 | Flowmeter oksigen (katup besi) | G1/06/R.I (616A)
ALK-001442/086 | Flowmeter oksigen (katup besi) | G1/06/R.I (616B)
ALK-001442/513 | Flowmeter oksigen (katup besi) | G1/06/R.I
ALK-001442/514 | Flowmeter oksigen (katup besi) | G1/06/R.I
ALK-001442/515 | Flowmeter oksigen (katup besi) | G1/06/R.I
ALK-001128/002 | Illuminator Single X-Ray | G1/06/R.I | ONE MED | HEALTH CARE | MFI/005
ALK-000008/007 | Infus Pump LS600 | G1/06/R.I | TERUMO | TE-112 | 1211000531
ALK-000008/008 | Infus Pump LS600 | G1/06/R.I | TERUMO | TE-112 | 1001000095
ALK-000008/009 | Infus Pump LS600 | G1/06/R.I | TERUMO | TE-112 | 1303000115
ALK-000008/010 | Infus Pump LS600 | G1/06/R.I | TERUMO | TE-112 | 1402000327
ALK-000008/011 | Infus Pump LS600 | G1/06/R.I | TERUMO | TE-112 | O8110174
ALK-000372/002 | Nebulizer system compressor | G1/06/R.I | OMRON | NE-C28 | 20080905197UF
ALK-000372/018 | Nebulizer system compressor | G1/06/R.I | OMRON | NE-C28 | 20210605760UF
ALK-000251/005 | Patient Monitor (Zondan) | G1/06/R.I | ANALOG MEDICAL | AM-1200 | M013A004240
ALK-001422/002 | Patient Monitor virgo 5 parameter | G1/06/R.I | NORTHERN | VIRGO | I0911013
ALK-001422/013 | Patient Monitor virgo 5 parameter | G1/06/R.I | NORTHERN | VIRGO | H1221036
ALK-001422/032 | Patient Monitor virgo 5 parameter | G1/06/R.I | NORTHERN | VIRGO | I12229017
ALK-001422/090 | Patient Monitor virgo 5 parameter | G1/06/R.I | NORTHERN | VIRGO | JH20210421036
ALK-001422/091 | Patient Monitor virgo 5 parameter | G1/06/R.I | NORTHERN | VIRGO | JH20210421040
ALK-001422/102 | Patient Monitor virgo 5 parameter | G1/06/R.I | NORTHERN | VIRGO | JH20210421025
ALK-000102/010 | Pulse Oxymeter | G1/06/R.I | SPIRIT | HS 20A-LI | H2AL2103081100005
ALK-000102/016 | Pulse Oxymeter | G1/06/R.I | MINDRAY | PM-60 | CR-93201868
ALK-000102/019 | Pulse Oxymeter | G1/06/R.I | MINDRAY | PM-60 | CR-94202690
ALK-000102/032 | Pulse Oxymeter | G1/06/R.I | YUWELL | YX102 | PT2211040138662
ALK-001229/013 | Rostul | G1/06/R.I
ALK-001229/014 | Rostul | G1/06/R.I
ALK-000333/038 | Stetoskop dewasa + anak (litmann) | G1/06/R.I | LITMANN | 3M Classic III | J21K513305
ALK-001130/052 | Stetoskop Dewasa (Litmann) | G1/06/R.I | LITMANN | 3M Classic II | J21K513305
ALK-001130/053 | Stetoskop Dewasa (Litmann) | G1/06/R.I | LITMANN | 3M Classic II | J22A897210
ALK-000300/003 | Suction Canula No.3 | G1/06/R.I | MINIC-S | MMC-1500 SDX | O70110011
ALK-000009/001 | Syringe Pump | G1/06/R.I | TERUMO | TE-331 | O9050174
ALK-000009/058 | Syringe Pump | G1/06/R.I | MINDRAY | SK-500I | SK10107674
ALK-000009/076 | Syringe Pump | G1/06/R.I | MINDRAY | SK-500 I | SK10107662
ALK-000009/077 | Syringe Pump | G1/06/R.I | MINDRAY | SK-500I | SK10107657
ALK-000423/002 | Tensi Digital | G1/06/R.I | GENERAL CARE | LD.582 | 2158200656
ALK-000172/005 | Tensimeter Klinik Wall (Riester) | G1/06/R.I | RIESTER | BIG BEN ROUND | 150622758
ALK-001327/017 | Termometer digital axila (omron) | G1/06/R.I | OMRON | ALPHA1 | TERMO-61
ALK-001256/008 | Termometer Non Contact (Kening) | G1/06/R.I | YUWELL | YT-1C | B2109001872
ALK-000027/273 | Tiang Infus 2 HOOK | G1/06/R.I | INDOMED
ALK-000027/274 | Tiang Infus 2 HOOK | G1/06/R.I | INDOMED
ALK-000027/275 | Tiang Infus 2 HOOK | G1/06/R.I | INDOMED
ALK-000027/276 | Tiang Infus 2 HOOK | G1/06/R.I | INDOMED
ALK-000027/277 | Tiang Infus 2 HOOK | G1/06/R.I | INDOMED
ALK-000027/278 | Tiang Infus 2 HOOK | G1/06/R.I | INDOMED
ALK-000027/279 | Tiang Infus 2 HOOK | G1/06/R.I | INDOMED
ALK-000027/280 | Tiang Infus 2 HOOK | G1/06/R.I | INDOMED
ALK-000027/281 | Tiang Infus 2 HOOK | G1/06/R.I | INDOMED
ALK-000027/282 | Tiang Infus 2 HOOK | G1/06/R.I | INDOMED
ALK-000027/283 | Tiang Infus 2 HOOK | G1/06/R.I | tidak ada
ALK-000027/284 | Tiang Infus 2 HOOK | G1/06/R.I | INDOMED
ALK-000027/285 | Tiang Infus 2 HOOK | G1/06/R.I | INDOMED
ALK-000027/286 | Tiang Infus 2 HOOK | G1/06/R.I | INDOMED
ALK-000027/287 | Tiang Infus 2 HOOK | G1/06/R.I | INDOMED
ALK-000027/288 | Tiang Infus 2 HOOK | G1/06/R.I | INDOMED
ALK-000027/289 | Tiang Infus 2 HOOK | G1/06/R.I | tidak ada
ALK-000027/290 | Tiang Infus 2 HOOK | G1/06/R.I | INDOMED
ALK-000027/291 | Tiang Infus 2 HOOK | G1/06/R.I | INDOMED
ALK-000027/292 | Tiang Infus 2 HOOK | G1/06/R.I | INDOMED
ALK-000027/293 | Tiang Infus 2 HOOK | G1/06/R.I | tida ada
ALK-000027/381 | Tiang Infus 2 HOOK | G1/06/R.I | tidak ada
ALK-000027/382 | Tiang Infus 2 HOOK | G1/06/R.I | ONE MED
ALK-001251/002 | Timbangan Badan kecil | G1/06/R.I | LAICA | VEP1220B | PPO-5011302
ALK-000988/153 | Bed Pasien | G3/06/R.I | PARAMOUNT BED
ALK-000988/154 | Bed Pasien | G3/06/R.I | PARAMOUNT BED
ALK-000988/155 | Bed Pasien | G3/06/R.I | PARAMOUNT BED
ALK-000988/156 | Bed Pasien | G3/06/R.I | MEDITRON
ALK-000988/157 | Bed Pasien | G3/06/R.I | MEDITRON
ALK-000988/158 | Bed Pasien | G3/06/R.I | MEDITRON
ALK-000988/159 | Bed Pasien | G3/06/R.I | PARAMOUNT BED
ALK-000988/160 | Bed Pasien | G3/06/R.I | PARAMOUNT BED
ALK-000988/161 | Bed Pasien | G3/06/R.I | PARAMOUNT BED
ALK-000988/162 | Bed Pasien | G3/06/R.I | PARAMOUNT BED
ALK-000988/163 | Bed Pasien | G3/06/R.I | PARAMOUNT BED
ALK-000988/164 | Bed Pasien | G3/06/R.I | PARAMOUNT BED
ALK-000988/165 | Bed Pasien | G3/06/R.I | PARAMOUNT BED
ALK-000988/166 | Bed Pasien | G3/06/R.I | MEDITRON
ALK-000988/167 | Bed Pasien | G3/06/R.I | MEDITRON
ALK-000988/168 | Bed Pasien | G3/06/R.I | PARAMOUNT BED
ALK-000988/620 | Bed Pasien | G3/06/R.I | Meditron
ALK-001442/171 | Flowmeter oksigen (katup besi) | G3/06/R.I (642)
ALK-001442/172 | Flowmeter oksigen (katup besi) | G3/06/R.I (643)
ALK-001442/173 | Flowmeter oksigen (katup besi) | G3/06/R.I (645)
ALK-001442/174 | Flowmeter oksigen (katup besi) | G3/06/R.I (646)
ALK-001442/175 | Flowmeter oksigen (katup besi) | G3/06/R.I (647A)
ALK-001442/176 | Flowmeter oksigen (katup besi) | G3/06/R.I (647B)
ALK-001442/177 | Flowmeter oksigen (katup besi) | G3/06/R.I (648A)
ALK-001442/178 | Flowmeter oksigen (katup besi) | G3/06/R.I (648B)
ALK-001442/179 | Flowmeter oksigen (katup besi) | G3/06/R.I (649A)
ALK-001442/181 | Flowmeter oksigen (katup besi) | G3/06/R.I (650A)
ALK-001442/183 | Flowmeter oksigen (katup besi) | G3/06/R.I (651)
ALK-001442/184 | Flowmeter oksigen (katup besi) | G3/06/R.I (652)
ALK-001442/185 | Flowmeter oksigen (katup besi) | G3/06/R.I (653)
ALK-001442/186 | Flowmeter oksigen (katup besi) | G3/06/R.I (655A)
ALK-001442/187 | Flowmeter oksigen (katup besi) | G3/06/R.I (655B)
ALK-001462/006 | HFNC 40 L-B | G3/06/R.I | VAPOTERM |  | PFPC00046999-E
ALK-001128/024 | Illuminator Single X-Ray | G3/06/R.I | ONEMED
ALK-000008/102 | Infus Pump LS600 | G3/06/R.I | TERUMO | TE-LF600 | 1604010101
ALK-000008/103 | Infus Pump LS600 | G3/06/R.I | TERUMO | TE-112 | 1402000309
ALK-000008/105 | Infus Pump LS600 | G3/06/R.I | TERUMO | TE-112 | 1402000342
ALK-000008/106 | Infus Pump LS600 | G3/06/R.I | TERUMO | TE-LF600 | 1604010077
ALK-000008/107 | Infus Pump LS600 | G3/06/R.I | TERUMO | TE-LF600 | 1604010085
ALK-000008/108 | Infus Pump LS600 | G3/06/R.I | TERUMO | TE-LF600 | 1604010091
ALK-000008/109 | Infus Pump LS600 | G3/06/R.I | TERUMO | TE-LF600 | 1604010092
ALK-000372/024 | Nebulizer system compressor | G3/06/R.I | OMRON | NE-C28 | 20210605757UF
ALK-000097/018 | Patient Monitor MEC 1000 (Mindray) | G3/06/R.I | MINDRAY | UMEC-10 | KN-9B055412
ALK-001422/008 | Patient Monitor virgo 5 parameter | G3/06/R.I | Northern | Virgo | I0911011
ALK-001422/016 | Patient Monitor virgo 5 parameter | G3/06/R.I | Northern | Virgo | H1221034
ALK-001422/024 | Patient Monitor virgo 5 parameter | G3/06/R.I | Northern | Virgo | I0911027
ALK-001422/040 | Patient Monitor virgo 5 parameter | G3/06/R.I | Northern | Virgo | I1229018
ALK-001422/073 | Patient Monitor virgo 5 parameter | G3/06/R.I | Northern | Virgo | J0224035
ALK-001422/113 | Patient Monitor virgo 5 parameter | G3/06/R.I | Northern | Virgo | JH20210421017
ALK-001422/131 | Patient Monitor virgo 5 parameter | G3/06/R.I | Northern | Virgo | JH20210519055
ALK-001422/132 | Patient Monitor virgo 5 parameter | G3/06/R.I | Northern | Virgo | JH20210519047
ALK-001422/133 | Patient Monitor virgo 5 parameter | G3/06/R.I | Northern | Virgo | JH20216519034
ALK-000102/017 | Pulse Oxymeter | G3/06/R.I | Spirit | HS20A-1-LI | H2AL21-03081100
ALK-000102/042 | Pulse Oxymeter | G3/06/R.I | PUSH
ALK-000102/043 | Pulse Oxymeter | G3/06/R.I | SPIRIT
ALK-001229/019 | Rostul | G3/06/R.I
ALK-001229/020 | Rostul | G3/06/R.I
ALK-001130/036 | Stetoskop Dewasa (Litmann) | G3/06/R.I | LITTMANN | CLASSIC III ™ | J21K513270
ALK-001130/037 | Stetoskop Dewasa (Litmann) | G3/06/R.I | LITTMANN | CLASSIC III ™ | J22L874128
ALK-001131/020 | Stetoskop Anak (Litmann) | G3/06/R.I | LITTMANN | 3 M ™ | K16D18855
ALK-000099/001 | Suction Unit SB-6III | G3/06/R.I | MINIC-S | MMC-1500SDX | 0803142U
ALK-000009/011 | Syringe Pump | G3/06/R.I | TERUMO | TE-331 | 1304000035
ALK-000009/055 | Syringe Pump | G3/06/R.I | MINDRAY | SK-500I | SK-80202160
ALK-000009/086 | Syringe Pump | G3/06/R.I | MINDRAY | SK-500I | SK-10107579
ALK-000009/087 | Syringe Pump | G3/06/R.I | MINDRAY | SK-500I | SK-10107670
ALK-000423/070 | Tensi Digital | G3/06/R.I | GENERAL CARE | LD 528
ALK-000172/004 | Tensimeter Klinik Wall (Riester) | G3/06/R.I | RIESTER | BIG BEN AROUNT | 161140530
ALK-001327/016 | Termometer digital axila (omron) | G3/06/R.I | TERMO ONE
ALK-001256/006 | Termometer Non Contact (Kening) | G3/06/R.I | YUWELL |  | B2102001212
ALK-000027/131 | Tiang Infus 2 HOOK | G3/06/R.I
ALK-000027/132 | Tiang Infus 2 HOOK | G3/06/R.I
ALK-000027/133 | Tiang Infus 2 HOOK | G3/06/R.I
ALK-000027/134 | Tiang Infus 2 HOOK | G3/06/R.I
ALK-000027/135 | Tiang Infus 2 HOOK | G3/06/R.I
ALK-000027/136 | Tiang Infus 2 HOOK | G3/06/R.I
ALK-000027/137 | Tiang Infus 2 HOOK | G3/06/R.I
ALK-000027/138 | Tiang Infus 2 HOOK | G3/06/R.I
ALK-000027/139 | Tiang Infus 2 HOOK | G3/06/R.I
ALK-000027/140 | Tiang Infus 2 HOOK | G3/06/R.I
ALK-000027/141 | Tiang Infus 2 HOOK | G3/06/R.I
ALK-000027/142 | Tiang Infus 2 HOOK | G3/06/R.I
ALK-000027/143 | Tiang Infus 2 HOOK | G3/06/R.I
ALK-000027/144 | Tiang Infus 2 HOOK | G3/06/R.I
ALK-000027/145 | Tiang Infus 2 HOOK | G3/06/R.I
ALK-000027/146 | Tiang Infus 2 HOOK | G3/06/R.I
ALK-001251/010 | Timbangan Badan kecil | G3/06/R.I | GEA MEDICAL | EB1622
ALK-000988/084 | Bed Pasien | G1/07/R.I | MEDITRON
ALK-000988/085 | Bed Pasien | G1/07/R.I | MEDITRON
ALK-000988/086 | Bed Pasien | G1/07/R.I | PARAMOUNT
ALK-000988/087 | Bed Pasien | G1/07/R.I | PARAMOUNT
ALK-000988/088 | Bed Pasien | G1/07/R.I | PARAMOUNT
ALK-000988/089 | Bed Pasien | G1/07/R.I | MEDITRON
ALK-000988/090 | Bed Pasien | G1/07/R.I | MEDITRON
ALK-000988/091 | Bed Pasien | G1/07/R.I | MEDITRON
ALK-000988/092 | Bed Pasien | G1/07/R.I | MEDITRON
ALK-000988/093 | Bed Pasien | G1/07/R.I | PARAMOUNT
ALK-000988/094 | Bed Pasien | G1/07/R.I | PARAMOUNT
ALK-000988/095 | Bed Pasien | G1/07/R.I | PARAMOUNT
ALK-000988/096 | Bed Pasien | G1/07/R.I | PARAMOUNT
ALK-001442/500 | Flowmeter oksigen (katup besi) | G1/07/R.I | HIRO
ALK-001442/501 | Flowmeter oksigen (katup besi) | G1/07/R.I | HIRO
ALK-001442/502 | Flowmeter oksigen (katup besi) | G1/07/R.I | HIRO
ALK-001442/503 | Flowmeter oksigen (katup besi) | G1/07/R.I | HIRO
ALK-001442/504 | Flowmeter oksigen (katup besi) | G1/07/R.I | HIRO
ALK-001442/505 | Flowmeter oksigen (katup besi) | G1/07/R.I | HIRO
ALK-001442/506 | Flowmeter oksigen (katup besi) | G1/07/R.I | HIRO
ALK-001442/507 | Flowmeter oksigen (katup besi) | G1/07/R.I | HIRO
ALK-001442/508 | Flowmeter oksigen (katup besi) | G1/07/R.I | HIRO
ALK-001442/509 | Flowmeter oksigen (katup besi) | G1/07/R.I | HIRO
ALK-001442/510 | Flowmeter oksigen (katup besi) | G1/07/R.I | HIRO
ALK-001442/511 | Flowmeter oksigen (katup besi) | G1/07/R.I | HIRO
ALK-001442/512 | Flowmeter oksigen (katup besi) | G1/07/R.I | HIRO
ALK-001128/042 | Illuminator Single X-Ray | G1/07/R.I
ALK-000008/113 | Infus Pump LS600 | G1/07/R.I | TERUMO | TE-112 | 1111000288
ALK-000008/114 | Infus Pump LS600 | G1/07/R.I | TERUMO | TE-112 | 1402000330
ALK-000372/019 | Nebulizer system compressor | G1/07/R.I | OMRON | NE-C28 | 20210605542UF
ALK-000372/029 | Nebulizer system compressor | G1/07/R.I | OMRON | NE-C28 | 20221206851UF
ALK-000372/030 | Nebulizer system compressor | G1/07/R.I | OMRON | NE-C28 | 20221206979UF
ALK-001422/018 | Patient Monitor virgo 5 parameter | G1/07/R.I | NORTHERN | VIRGO | H1221042
ALK-001422/033 | Patient Monitor virgo 5 parameter | G1/07/R.I | NORTHERN | VIRGO | I12229014
ALK-000102/033 | Pulse Oxymeter | G1/07/R.I | YUWELL |  | PT2211040138678
ALK-000102/094 | Pulse Oxymeter | G1/07/R.I | YUWELL |  | PT2211040138672
ALK-001229/015 | Rostul | G1/07/R.I
ALK-001229/016 | Rostul | G1/07/R.I
ALK-001130/049 | Stetoskop Dewasa (Litmann) | G1/07/R.I | LITTMANN | CLASIC III | J226874135
ALK-001130/050 | Stetoskop Dewasa (Litmann) | G1/07/R.I | LITTMANN | CLASIC III | J22K487030
ALK-000300/002 | Suction Canula No.3 | G1/07/R.I | MINIC-S | MMC-1500SDX | O803140U
ALK-000090/009 | Syringe Pump | G1/07/R.I | MINDRAY | SK-500I | SK10107677
ALK-000423/001 | Tensi Digital | G1/07/R.I | GENERAL CARE |  | 2158200131
ALK-000144/012 | Tensimeter Roda | G1/07/R.I | ONE MED
ALK-001327/011 | Termometer digital axila (omron) | G1/07/R.I | OMRON
ALK-001327/012 | Termometer digital axila (omron) | G1/07/R.I | THERMO ONE | ALPHA 1 | 901BL1-0180189945
ALK-001327/013 | Termometer digital axila (omron) | G1/07/R.I | OMRON
ALK-001327/014 | Termometer digital axila (omron) | G1/07/R.I | THERMO ONE | ALPHA 1
ALK-000027/073 | Tiang Infus 2 HOOK | G1/07/R.I
ALK-000027/074 | Tiang Infus 2 HOOK | G1/07/R.I
ALK-000027/076 | Tiang Infus 2 HOOK | G1/07/R.I | PARAMOUNT
ALK-000027/077 | Tiang Infus 2 HOOK | G1/07/R.I | PARAMOUNT
ALK-000027/078 | Tiang Infus 2 HOOK | G1/07/R.I | PARAMOUNT
ALK-000027/079 | Tiang Infus 2 HOOK | G1/07/R.I
ALK-000027/080 | Tiang Infus 2 HOOK | G1/07/R.I
ALK-000027/081 | Tiang Infus 2 HOOK | G1/07/R.I | PARAMOUNT
ALK-000027/082 | Tiang Infus 2 HOOK | G1/07/R.I | BESI
ALK-000027/083 | Tiang Infus 2 HOOK | G1/07/R.I | INDOMED
ALK-000027/085 | Tiang Infus 2 HOOK | G1/07/R.I | INDOMED
ALK-000027/086 | Tiang Infus 2 HOOK | G1/07/R.I | PARAMOUNT
ALK-000027/088 | Tiang Infus 2 HOOK | G1/07/R.I | PARAMOUNT
ALK-001251/001 | Timbangan Badan kecil | G1/07/R.I | GEA | EB1622
ALK-000988/179 | Bed Pasien | G3/07/R.I | MEDITRON
ALK-000988/181 | Bed Pasien | G3/07/R.I | MEDITRON
ALK-000988/182 | Bed Pasien | G3/07/R.I | MEDITRON
ALK-000988/183 | Bed Pasien | G3/07/R.I | PARAMOUNT
ALK-000988/184 | Bed Pasien | G3/07/R.I | MEDITRON
ALK-000988/185 | Bed Pasien | G3/07/R.I | MEDITRON
ALK-000988/186 | Bed Pasien | G3/07/R.I | PARAMOUNT
ALK-000988/187 | Bed Pasien | G3/07/R.I | PARAMOUNT
ALK-000988/188 | Bed Pasien | G3/07/R.I | PARAMOUNT
ALK-000988/189 | Bed Pasien | G3/07/R.I | PARAMOUNT
ALK-000988/190 | Bed Pasien | G3/07/R.I | ACARE
ALK-000988/191 | Bed Pasien | G3/07/R.I | MEDITRON
ALK-000988/192 | Bed Pasien | G3/07/R.I | PARAMOUNT
ALK-000988/193 | Bed Pasien | G3/07/R.I | PARAMOUNT
ALK-000988/194 | Bed Pasien | G3/07/R.I | PARAMOUNT
ALK-000988/195 | Bed Pasien | G3/07/R.I | PARAMOUNT
ALK-000988/196 | Bed Pasien | G3/07/R.I | PARAMOUNT
ALK-000988/197 | Bed Pasien | G3/07/R.I | PARAMOUNT
ALK-000988/198 | Bed Pasien | G3/07/R.I | MEDITRON
ALK-000988/199 | Bed Pasien | G3/07/R.I | MEDITRON
ALK-000988/200 | Bed Pasien | G3/07/R.I | PARAMOUNT
ALK-000988/615 | Bed Pasien | G3/07/R.I | MEDITRON
ALK-000173/003 | Doppler | G3/07/R.I | BANGLIJIAN |  | 19X22276
ALK-001442/194 | Flowmeter oksigen (katup besi) | G3/07/R.I (745)
ALK-001442/195 | Flowmeter oksigen (katup besi) | G3/07/R.I (746A)
ALK-001442/196 | Flowmeter oksigen (katup besi) | G3/07/R.I (746B)
ALK-001442/197 | Flowmeter oksigen (katup besi) | G3/07/R.I (747A)
ALK-001442/198 | Flowmeter oksigen (katup besi) | G3/07/R.I (747B)
ALK-001442/199 | Flowmeter oksigen (katup besi) | G3/07/R.I (747C)
ALK-001442/200 | Flowmeter oksigen (katup besi) | G3/07/R.I (747D)
ALK-001442/201 | Flowmeter oksigen (katup besi) | G3/07/R.I (748A)
ALK-001442/202 | Flowmeter oksigen (katup besi) | G3/07/R.I (748B)
ALK-001442/203 | Flowmeter oksigen (katup besi) | G3/07/R.I (748C)
ALK-001442/204 | Flowmeter oksigen (katup besi) | G3/07/R.I (748D)
ALK-001442/205 | Flowmeter oksigen (katup besi) | G3/07/R.I (749A)
ALK-001442/207 | Flowmeter oksigen (katup besi) | G3/07/R.I (750A)
ALK-001442/208 | Flowmeter oksigen (katup besi) | G3/07/R.I (750B)
ALK-001442/209 | Flowmeter oksigen (katup besi) | G3/07/R.I (751A)
ALK-001442/210 | Flowmeter oksigen (katup besi) | G3/07/R.I (751B)
ALK-001442/211 | Flowmeter oksigen (katup besi) | G3/07/R.I (751C)
ALK-001442/212 | Flowmeter oksigen (katup besi) | G3/07/R.I (751D)
ALK-001442/213 | Flowmeter oksigen (katup besi) | G3/07/R.I (751E)
ALK-001442/214 | Flowmeter oksigen (katup besi) | G3/07/R.I (751F)
ALK-001442/216 | Flowmeter oksigen (katup besi) | G3/07/R.I (752A)
ALK-001442/217 | Flowmeter oksigen (katup besi) | G3/07/R.I (752B)
ALK-000008/060 | Infus Pump LS600 | G3/07/R.I | TERUMO | TE-112 | 111000241
ALK-000008/061 | Infus Pump LS600 | G3/07/R.I | TERUMO | TE-112 | 1211000538
ALK-000008/062 | Infus Pump LS600 | G3/07/R.I | TERUMO | TE-112 | 1111000260
ALK-000008/063 | Infus Pump LS600 | G3/07/R.I | TERUMO | TE-112 | 1312000158
ALK-001128/023 | Illuminator Single X-Ray | G3/07/R.I | ONE MED |  | MFI/004
ALK-000372/025 | Nebulizer system compressor | G3/07/R.I | OMRON | NE-C28 | 20210605758UF
ALK-000097/016 | Patient Monitor MEC 1000 (Mindray) | G3/07/R.I | MINDRAY | UMEC-10 | KN9B055516
ALK-001422/010 | Patient Monitor virgo 5 parameter | G3/07/R.I | NORTHERN | VIRGO | I0911008
ALK-001422/041 | Patient Monitor virgo 5 parameter | G3/07/R.I | NORTHERN | VIRGO | I1229009
ALK-001422/050 | Patient Monitor virgo 5 parameter | G3/07/R.I | NORTHERN | VIRGO | J0224003
ALK-001422/074 | Patient Monitor virgo 5 parameter | G3/07/R.I | NORTHERN | VIRGO | J0224024
ALK-001422/075 | Patient Monitor virgo 5 parameter | G3/07/R.I | NORTHERN | VIRGO | J0224020
ALK-001422/114 | Patient Monitor virgo 5 parameter | G3/07/R.I | NORTHERN | VIRGO | JH20210421015
ALK-001422/115 | Patient Monitor virgo 5 parameter | G3/07/R.I | NORTHERN | VIRGO | JH20210421014
ALK-001422/134 | Patient Monitor virgo 5 parameter | G3/07/R.I | NORTHERN | VIRGO | JH20210519065
ALK-000102/044 | Pulse Oxymeter | G3/07/R.I | YUWELL | YX102 | B2101012851
ALK-000102/112 | Pulse Oxymeter | G3/07/R.I | GENERAL CARE
ALK-001229/021 | Rostul | G3/07/R.I
ALK-001229/022 | Rostul | G3/07/R.I
ALK-001131/021 | Stetoskop Anak (Litmann) | G3/07/R.I | LITTMANN | PEDIATRIC | K16D18827
ALK-001130/034 | Stetoskop Dewasa (Litmann) | G3/07/R.I | LITTMANN | 3M | J20J866455
ALK-001130/035 | Stetoskop Dewasa (Litmann) | G3/07/R.I | LITTMANN | 3M | J18A736425
ALK-000009/009 | Syringe Pump | G3/07/R.I | TERUMO | TE-331 | 1304000116
ALK-000009/010 | Syringe Pump | G3/07/R.I | TERUMO | TE-331 | 1302000368
ALK-000009/069 | Syringe Pump | G3/07/R.I | MINDRAY | SK-500I | SK10107647
ALK-000009/088 | Syringe Pump | G3/07/R.I | MINDRAY | SK-500I | SK10101611
ALK-000009/089 | Syringe Pump | G3/07/R.I | MINDRAY | SK-500I | SK10107612
ALK-000423/005 | Tensi Digital | G3/07/R.I | YUWELL | YE680 E | 6190300074
ALK-000172/012 | Tensimeter Klinik Wall (Riester) | G3/07/R.I | RIESTER | Big Ben Round | 1612421246
ALK-001327/009 | Termometer digital axila (omron) | G3/07/R.I | OMRON
ALK-000027/046 | Tiang Infus 2 HOOK | G3/07/R.I
ALK-000027/047 | Tiang Infus 2 HOOK | G3/07/R.I
ALK-000027/049 | Tiang Infus 2 HOOK | G3/07/R.I
ALK-000027/051 | Tiang Infus 2 HOOK | G3/07/R.I
ALK-000027/052 | Tiang Infus 2 HOOK | G3/07/R.I
ALK-000027/053 | Tiang Infus 2 HOOK | G3/07/R.I
ALK-000027/054 | Tiang Infus 2 HOOK | G3/07/R.I
ALK-000027/055 | Tiang Infus 2 HOOK | G3/07/R.I
ALK-000027/056 | Tiang Infus 2 HOOK | G3/07/R.I
ALK-000027/058 | Tiang Infus 2 HOOK | G3/07/R.I
ALK-000027/059 | Tiang Infus 2 HOOK | G3/07/R.I
ALK-000027/060 | Tiang Infus 2 HOOK | G3/07/R.I
ALK-000027/061 | Tiang Infus 2 HOOK | G3/07/R.I
ALK-000027/062 | Tiang Infus 2 HOOK | G3/07/R.I
ALK-000027/063 | Tiang Infus 2 HOOK | G3/07/R.I
ALK-000027/064 | Tiang Infus 2 HOOK | G3/07/R.I
ALK-000027/065 | Tiang Infus 2 HOOK | G3/07/R.I
ALK-000027/066 | Tiang Infus 2 HOOK | G3/07/R.I
ALK-000027/067 | Tiang Infus 2 HOOK | G3/07/R.I
ALK-000027/068 | Tiang Infus 2 HOOK | G3/07/R.I
ALK-000027/069 | Tiang Infus 2 HOOK | G3/07/R.I
ALK-000027/070 | Tiang Infus 2 HOOK | G3/07/R.I
ALK-001251/009 | Timbangan Badan kecil | G3/07/R.I |  |  | CA1604-08752
ALK-000988/394 | Bed Pasien | G4/07/R.I | PARAMOUNT
ALK-000988/395 | Bed Pasien | G4/07/R.I | PARAMOUNT
ALK-000988/396 | Bed Pasien | G4/07/R.I | PARAMOUNT
ALK-000988/397 | Bed Pasien | G4/07/R.I | PARAMOUNT
ALK-000988/398 | Bed Pasien | G4/07/R.I | PARAMOUNT
ALK-000988/399 | Bed Pasien | G4/07/R.I | PARAMOUNT
ALK-000988/400 | Bed Pasien | G4/07/R.I | PARAMOUNT
ALK-000988/401 | Bed Pasien | G4/07/R.I | PARAMOUNT
ALK-000988/402 | Bed Pasien | G4/07/R.I | PARAMOUNT
ALK-000988/403 | Bed Pasien | G4/07/R.I | PARAMOUNT
ALK-000988/404 | Bed Pasien | G4/07/R.I | PARAMOUNT
ALK-000988/405 | Bed Pasien | G4/07/R.I | PARAMOUNT
ALK-000988/406 | Bed Pasien | G4/07/R.I | PARAMOUNT
ALK-000988/407 | Bed Pasien | G4/07/R.I | PARAMOUNT
ALK-000988/408 | Bed Pasien | G4/07/R.I | PARAMOUNT
ALK-000988/409 | Bed Pasien | G4/07/R.I | PARAMOUNT
ALK-000988/410 | Bed Pasien | G4/07/R.I | PARAMOUNT
ALK-000988/411 | Bed Pasien | G4/07/R.I | PARAMOUNT
ALK-000988/412 | Bed Pasien | G4/07/R.I | PARAMOUNT
ALK-000988/413 | Bed Pasien | G4/07/R.I | PARAMOUNT
ALK-001442/464 | Flowmeter oksigen (katup besi) | G4/07/R.I
ALK-001442/465 | Flowmeter oksigen (katup besi) | G4/07/R.I
ALK-001442/466 | Flowmeter oksigen (katup besi) | G4/07/R.I
ALK-001442/463 | Flowmeter oksigen (katup besi) | G4/07/R.I
ALK-001442/457 | Flowmeter oksigen (katup besi) | G4/07/R.I
ALK-001442/461 | Flowmeter oksigen (katup besi) | G4/07/R.I
ALK-001442/450 | Flowmeter oksigen (katup besi) | G4/07/R.I
ALK-001442/456 | Flowmeter oksigen (katup besi) | G4/07/R.I
ALK-001442/452 | Flowmeter oksigen (katup besi) | G4/07/R.I
ALK-001442/447 | Flowmeter oksigen (katup besi) | G4/07/R.I
ALK-001442/454 | Flowmeter oksigen (katup besi) | G4/07/R.I
ALK-001442/462 | Flowmeter oksigen (katup besi) | G4/07/R.I
ALK-001442/460 | Flowmeter oksigen (katup besi) | G4/07/R.I
ALK-001442/458 | Flowmeter oksigen (katup besi) | G4/07/R.I
ALK-001442/453 | Flowmeter oksigen (katup besi) | G4/07/R.I
ALK-001442/455 | Flowmeter oksigen (katup besi) | G4/07/R.I
ALK-001442/459 | Flowmeter oksigen (katup besi) | G4/07/R.I
ALK-001442/451 | Flowmeter oksigen (katup besi) | G4/07/R.I
ALK-001442/448 | Flowmeter oksigen (katup besi) | G4/07/R.I
ALK-001442/449 | Flowmeter oksigen (katup besi) | G4/07/R.I
ALK-001128/032 | Illuminator Single X-Ray | G4/07/R.I | GEA | X-1C | MPI 1025
ALK-000008/085 | Infus Pump LS600 | G4/07/R.I | TERUMO | LF600 | 1607010668
ALK-000008/096 | Infus Pump LS600 | G4/07/R.I | TERUMO | TE-112 | 1111000285
ALK-000008/118 | Infus Pump LS600 | G4/07/R.I | TERUMO | LF600 | 1604010074
ALK-000008/144 | Infus Pump LS600 | G4/07/R.I | TERUMO | TE-112 | O9070011
ALK-000372/022 | Nebulizer system compressor | G4/07/R.I | OMRON | NE-C28 | 20210605756UF
ALK-001422/023 | Patient Monitor virgo 5 parameter | G4/07/R.I | NORTHERN | VIRGO | I0911001
ALK-001422/055 | Patient Monitor virgo 5 parameter | G4/07/R.I | NORTHERN | VIRGO | J0224014
ALK-001422/068 | Patient Monitor virgo 5 parameter | G4/07/R.I | NORTHERN | VIRGO | J0224023
ALK-000102/030 | Pulse Oxymeter | G4/07/R.I | YUWELL |  | B23070001789
ALK-000102/104 | Pulse Oxymeter | G4/07/R.I | SPIRIT | HS20A | H2A2209090100074
ALK-001229/058 | Rostul | G4/07/R.I
ALK-001229/059 | Rostul | G4/07/R.I
ALK-001130/042 | Stetoskop Dewasa (Litmann) | G4/07/R.I | LITTMANN | CLASSIC III | J22K487295
ALK-000333/032 | Stetoskop dewasa + anak (litmann) | G4/07/R.I | LITTMANN | CLASSIC | J22K487369
ALK-001139/004 | Suction Pump Dewasa | G4/07/R.I | minic | mmc-1500 | 1009215U
ALK-000009/013 | Syringe Pump | G4/07/R.I | MINDRAY | SK-500 1 | SK10107658
ALK-000009/016 | Syringe Pump | G4/07/R.I | TERUMO | TE-331 | 1005000594
ALK-000009/047 | Syringe Pump | G4/07/R.I | TERUMO | TE-730 | 2011010035
ALK-000009/064 | Syringe Pump | G4/07/R.I | TERUMO | SK-500 1 | SK-10107586
ALK-000009/081 | Syringe Pump | G4/07/R.I | MINDRAY | SK-500 1 | SK-10107659
ALK-000009/115 | Syringe Pump | G4/07/R.I | TERUMO | TE-331 | 1602000008
ALK-000423/014 | Tensi Digital | G4/07/R.I | YUWELL | YE-660B | B2103006138
ALK-000172/022 | Tensimeter Klinik Wall (Riester) | G4/07/R.I | RIESTER | BIG BEN ROUND | 161140519
ALK-000172/029 | Tensimeter Klinik Wall (Riester) | G4/07/R.I | RIESTER | BIG BEN ROUND | 161242154
ALK-001327/004 | Termometer digital axila (omron) | G4/07/R.I | TERMO ONE
ALK-001327/005 | Termometer digital axila (omron) | G4/07/R.I | OMRON
ALK-001256/029 | Termometer Non Contact (Kening) | G4/07/R.I | YUWELL | YT-1C
ALK-001256/065 | Termometer Non Contact (Kening) | G4/07/R.I | YUWELL | YT-1C | B2102001232
ALK-000027/326 | Tiang Infus 2 HOOK | G4/07/R.I
ALK-000027/327 | Tiang Infus 2 HOOK | G4/07/R.I
ALK-000027/328 | Tiang Infus 2 HOOK | G4/07/R.I
ALK-000027/329 | Tiang Infus 2 HOOK | G4/07/R.I
ALK-000027/330 | Tiang Infus 2 HOOK | G4/07/R.I
ALK-000027/331 | Tiang Infus 2 HOOK | G4/07/R.I
ALK-000027/332 | Tiang Infus 2 HOOK | G4/07/R.I
ALK-000027/333 | Tiang Infus 2 HOOK | G4/07/R.I
ALK-000027/334 | Tiang Infus 2 HOOK | G4/07/R.I
ALK-000027/335 | Tiang Infus 2 HOOK | G4/07/R.I
ALK-000027/336 | Tiang Infus 2 HOOK | G4/07/R.I
ALK-000027/337 | Tiang Infus 2 HOOK | G4/07/R.I
ALK-000027/338 | Tiang Infus 2 HOOK | G4/07/R.I
ALK-000027/339 | Tiang Infus 2 HOOK | G4/07/R.I
ALK-000027/340 | Tiang Infus 2 HOOK | G4/07/R.I
ALK-000027/341 | Tiang Infus 2 HOOK | G4/07/R.I
ALK-000027/343 | Tiang Infus 2 HOOK | G4/07/R.I
ALK-000027/344 | Tiang Infus 2 HOOK | G4/07/R.I
ALK-000027/345 | Tiang Infus 2 HOOK | G4/07/R.I
ALK-001251/014 | Timbangan Badan kecil | G4/07/R.I | GEA
ALK-000988/448 | Bed Pasien | G4/06/R.I | PARAMOUNT
ALK-000988/449 | Bed Pasien | G4/06/R.I | PARAMOUNT
ALK-000988/450 | Bed Pasien | G4/06/R.I | PARAMOUNT
ALK-000988/451 | Bed Pasien | G4/06/R.I | PARAMOUNT
ALK-000988/452 | Bed Pasien | G4/06/R.I | PARAMOUNT
ALK-000988/453 | Bed Pasien | G4/06/R.I | PARAMOUNT
ALK-000988/454 | Bed Pasien | G4/06/R.I | PARAMOUNT
ALK-000988/455 | Bed Pasien | G4/06/R.I | PARAMOUNT
ALK-000988/456 | Bed Pasien | G4/06/R.I | PARAMOUNT
ALK-000988/457 | Bed Pasien | G4/06/R.I | PARAMOUNT
ALK-000988/458 | Bed Pasien | G4/06/R.I | PARAMOUNT
ALK-000988/459 | Bed Pasien | G4/06/R.I | PARAMOUNT
ALK-000988/460 | Bed Pasien | G4/06/R.I | PARAMOUNT
ALK-000988/461 | Bed Pasien | G4/06/R.I | PARAMOUNT
ALK-000988/462 | Bed Pasien | G4/06/R.I | PARAMOUNT
ALK-000988/463 | Bed Pasien | G4/06/R.I | PARAMOUNT
ALK-000180/005 | Bed Pasien | G4/06/R.I | PARAMOUNT
ALK-000988/464 | Bedpan Washer | G4/06/R.I
ALK-001442/581 | Flowmeter oksigen (katup besi) | G4/06/R.I
ALK-001442/579 | Flowmeter oksigen (katup besi) | G4/06/R.I
ALK-001442/582 | Flowmeter oksigen (katup besi) | G4/06/R.I
ALK-001442/571 | Flowmeter oksigen (katup besi) | G4/06/R.I
ALK-001442/566 | Flowmeter oksigen (katup besi) | G4/06/R.I
ALK-001442/567 | Flowmeter oksigen (katup besi) | G4/06/R.I
ALK-001442/569 | Flowmeter oksigen (katup besi) | G4/06/R.I
ALK-001442/568 | Flowmeter oksigen (katup besi) | G4/06/R.I
ALK-001442/580 | Flowmeter oksigen (katup besi) | G4/06/R.I
ALK-001442/578 | Flowmeter oksigen (katup besi) | G4/06/R.I
ALK-001442/577 | Flowmeter oksigen (katup besi) | G4/06/R.I
ALK-001442/575 | Flowmeter oksigen (katup besi) | G4/06/R.I
ALK-001442/574 | Flowmeter oksigen (katup besi) | G4/06/R.I
ALK-001442/573 | Flowmeter oksigen (katup besi) | G4/06/R.I
ALK-001442/576 | Flowmeter oksigen (katup besi) | G4/06/R.I
ALK-001442/570 | Flowmeter oksigen (katup besi) | G4/06/R.I
ALK-001442/572 | Flowmeter oksigen (katup besi) | G4/06/R.I
ALK-001128/040 | Illuminator Single X-Ray | G4/06/R.I
ALK-000008/088 | Infus Pump LS600 | G4/06/R.I | TERUMO | LF600 | 1604010079
ALK-000008/089 | Infus Pump LS600 | G4/06/R.I | TERUMO | LF600 | 1604010095
ALK-000008/090 | Infus Pump LS600 | G4/06/R.I | TERUMO | LF600 | 1604010084
ALK-000008/092 | Infus Pump LS600 | G4/06/R.I | TERUMO | LF600 | 1604010082
ALK-000008/093 | Infus Pump LS600 | G4/06/R.I | TERUMO | LF600 | 1607010129
ALK-000008/137 | Infus Pump LS600 | G4/06/R.I | TERUMO | LF600 | 1604010015
ALK-001813/001 | Nebulizer | G4/06/R.I | OMRON | NE-C28 | 20220605593UF
ALK-001813/002 | Nebulizer | G4/06/R.I | OMRON | NE-C28 | 20220605540UF
ALK-000097/010 | Patient Monitor MEC 1000 (Mindray) | G4/06/R.I | MINDRAY | UMEC 10 | KN-9B055372
ALK-000097/020 | Patient Monitor MEC 1000 (Mindray) | G4/06/R.I | MINDRAY | UMEC10 | KN-93055524
ALK-001422/005 | Patient Monitor virgo 5 parameter | G4/06/R.I | NORTHERN | VIRGO | I0911015
ALK-001422/053 | Patient Monitor virgo 5 parameter | G4/06/R.I | NORTHERN | VIRGO | J0224019
ALK-001422/066 | Patient Monitor virgo 5 parameter | G4/06/R.I | NORTHERN | VIRGO | J0224001
ALK-000102/052 | Pulse Oxymeter | G4/06/R.I | SPIRIT | HS20A-LI | H2AL2103081100099
ALK-000102/081 | Pulse Oxymeter | G4/06/R.I | YUWELL |  | PT2211040138663
ALK-000102/082 | Pulse Oxymeter | G4/06/R.I | SPIRIT | HS20A-LI | H2AL403081100099
ALK-001229/069 | Rostul | G4/06/R.I | ONEMED
ALK-001229/070 | Rostul | G4/06/R.I | ONEMED
ALK-000333/017 | Stetoskop dewasa + anak (litmann) | G4/06/R.I | LITTMENN | CLASIC III | J22K489659
ALK-000333/018 | Stetoskop dewasa + anak (litmann) | G4/06/R.I | LITTMENN | CLASIC III | J22K489667
ALK-000333/040 | Stetoskop dewasa + anak (litmann) | G4/06/R.I | LITTMENN | CLASIC III | J20H965797
ALK-000880/001 | Suction pump TAF Dream 2 tabung | G4/06/R.I | ONMED | 7E-C | OOOO7
ALK-000009/014 | Syringe Pump | G4/06/R.I | TERUMO | TE-331 | 1302000371
ALK-000009/015 | Syringe Pump | G4/06/R.I | TERUMO | TE-331 | 1302000367
ALK-000009/063 | Syringe Pump | G4/06/R.I | MINDRAY | SK-500I | SK00809007
ALK-000009/080 | Syringe Pump | G4/06/R.I | MINDRAY | SK-500I | SK10107606
ALK-000009/122 | Syringe Pump | G4/06/R.I | ATOM | S-1235 | 2480794
ALK-000423/003 | Tensi Digital | G4/06/R.I | YUWELL | YE680E | B180500129
ALK-000423/056 | Tensi Digital | G4/06/R.I | GENERAL CARE | LD-582 | 2158200421
ALK-000144/011 | Tensimeter Roda | G4/06/R.I | ONEMED
ALK-001327/002 | Termometer digital axila (omron) | G4/06/R.I | THERMO ONE
ALK-001256/054 | Termometer Non Contact (Kening) | G4/06/R.I | YUWELL | YT-1C | B2004078654
ALK-001256/055 | Termometer Non Contact (Kening) | G4/06/R.I | YUWELL | YT-1C | B2206000541
ALK-000027/437 | Tiang Infus 2 HOOK | G4/06/R.I | PARAMOUNT
ALK-000027/438 | Tiang Infus 2 HOOK | G4/06/R.I | PARAMOUNT
ALK-000027/439 | Tiang Infus 2 HOOK | G4/06/R.I | PARAMOUNT
ALK-000027/440 | Tiang Infus 2 HOOK | G4/06/R.I | PARAMOUNT
ALK-000027/441 | Tiang Infus 2 HOOK | G4/06/R.I | PARAMOUNT
ALK-000027/442 | Tiang Infus 2 HOOK | G4/06/R.I | PARAMOUNT
ALK-000027/443 | Tiang Infus 2 HOOK | G4/06/R.I | PARAMOUNT
ALK-000027/444 | Tiang Infus 2 HOOK | G4/06/R.I | PARAMOUNT
ALK-000027/445 | Tiang Infus 2 HOOK | G4/06/R.I | PARAMOUNT
ALK-000027/446 | Tiang Infus 2 HOOK | G4/06/R.I | PARAMOUNT
ALK-000027/447 | Tiang Infus 2 HOOK | G4/06/R.I | PARAMOUNT
ALK-000027/448 | Tiang Infus 2 HOOK | G4/06/R.I | PARAMOUNT
ALK-000027/449 | Tiang Infus 2 HOOK | G4/06/R.I | PARAMOUNT
ALK-000027/450 | Tiang Infus 2 HOOK | G4/06/R.I | PARAMOUNT
ALK-000027/451 | Tiang Infus 2 HOOK | G4/06/R.I | PARAMOUNT
ALK-000027/452 | Tiang Infus 2 HOOK | G4/06/R.I | PARAMOUNT
ALK-000027/453 | Tiang Infus 2 HOOK | G4/06/R.I | PARAMOUNT
ALK-001251/021 | Timbangan Badan kecil | G4/06/R.I | GEA
ALK-000988/018 | Bed Pasien | G1/03/R.I | MEDITRON
ALK-000988/019 | Bed Pasien | G1/03/R.I | MEDITRON
ALK-000988/020 | Bed Pasien | G1/03/R.I | MEDITRON
ALK-000988/021 | Bed Pasien | G1/03/R.I | MEDITRON
ALK-000988/022 | Bed Pasien | G1/03/R.I | MEDITRON
ALK-000988/023 | Bed Pasien | G1/03/R.I | MEDITRON
ALK-000988/024 | Bed Pasien | G1/03/R.I | MEDITRON
ALK-000988/025 | Bed Pasien | G1/03/R.I | MEDITRON
ALK-000988/026 | Bed Pasien | G1/03/R.I | MEDITRON
ALK-000988/027 | Bed Pasien | G1/03/R.I | MEDITRON
ALK-000988/028 | Bed Pasien | G1/03/R.I | MEDITRON
ALK-000988/029 | Bed Pasien | G1/03/R.I | MEDITRON
ALK-000988/030 | Bed Pasien | G1/03/R.I | MEDITRON
ALK-000988/031 | Bed Pasien | G1/03/R.I | MEDITRON
ALK-000988/032 | Bed Pasien | G1/03/R.I | MEDITRON
ALK-000988/033 | Bed Pasien | G1/03/R.I | MEDITRON
ALK-000988/034 | Bed Pasien | G1/03/R.I | MEDITRON
ALK-000988/035 | Bed Pasien | G1/03/R.I | MEDITRON
ALK-000988/036 | Bed Pasien | G1/03/R.I | MEDITRON
ALK-000988/037 | Bed Pasien | G1/03/R.I | MEDITRON
ALK-000988/583 | Bed Pasien | G1/03/R.I | PARAMOUNT
ALK-000988/584 | Bed Pasien | G1/03/R.I | PARAMOUNT
ALK-000988/585 | Bed Pasien | G1/03/R.I | PARAMOUNT
ALK-000988/586 | Bed Pasien | G1/03/R.I | PARAMOUNT
ALK-000988/587 | Bed Pasien | G1/03/R.I | PARAMOUNT
ALK-000988/588 | Bed Pasien | G1/03/R.I | PARAMOUNT
ALK-000988/589 | Bed Pasien | G1/03/R.I | PARAMOUNT
ALK-000988/590 | Bed Pasien | G1/03/R.I | PARAMOUNT
ALK-000988/591 | Bed Pasien | G1/03/R.I | PARAMOUNT
ALK-000988/592 | Bed Pasien | G1/03/R.I | ACARE
ALK-000988/593 | Bed Pasien | G1/03/R.I
ALK-001442/022 | Flowmeter oksigen (katup besi) | G1/03/R.I (301A)
ALK-001442/023 | Flowmeter oksigen (katup besi) | G1/03/R.I (301B)
ALK-001442/024 | Flowmeter oksigen (katup besi) | G1/03/R.I (302A)
ALK-001442/025 | Flowmeter oksigen (katup besi) | G1/03/R.I (302B)
ALK-001442/026 | Flowmeter oksigen (katup besi) | G1/03/R.I (303A)
ALK-001442/027 | Flowmeter oksigen (katup besi) | G1/03/R.I (303B)
ALK-001442/028 | Flowmeter oksigen (katup besi) | G1/03/R.I (305)
ALK-001442/029 | Flowmeter oksigen (katup besi) | G1/03/R.I (306)
ALK-001442/030 | Flowmeter oksigen (katup besi) | G1/03/R.I (307)
ALK-001442/031 | Flowmeter oksigen (katup besi) | G1/03/R.I (308)
ALK-001442/032 | Flowmeter oksigen (katup besi) | G1/03/R.I (310)
ALK-001442/033 | Flowmeter oksigen (katup besi) | G1/03/R.I (311A)
ALK-001442/034 | Flowmeter oksigen (katup besi) | G1/03/R.I (311B)
ALK-001442/035 | Flowmeter oksigen (katup besi) | G1/03/R.I (311C)
ALK-001442/036 | Flowmeter oksigen (katup besi) | G1/03/R.I (311D)
ALK-001442/037 | Flowmeter oksigen (katup besi) | G1/03/R.I (312A)
ALK-001442/038 | Flowmeter oksigen (katup besi) | G1/03/R.I (312B)
ALK-001442/039 | Flowmeter oksigen (katup besi) | G1/03/R.I (312C)
ALK-001442/040 | Flowmeter oksigen (katup besi) | G1/03/R.I (312D)
ALK-001442/041 | Flowmeter oksigen (katup besi) | G1/03/R.I (309)
ALK-001442/516 | Flowmeter oksigen (katup besi) | G1/03/R.I (315)
ALK-001442/517 | Flowmeter oksigen (katup besi) | G1/03/R.I (316A)
ALK-001442/518 | Flowmeter oksigen (katup besi) | G1/03/R.I (316B)
ALK-001442/519 | Flowmeter oksigen (katup besi) | G1/03/R.I (316C)
ALK-001442/520 | Flowmeter oksigen (katup besi) | G1/03/R.I (316D)
ALK-001442/521 | Flowmeter oksigen (katup besi) | G1/03/R.I (317A)
ALK-001442/522 | Flowmeter oksigen (katup besi) | G1/03/R.I (317B)
ALK-001442/523 | Flowmeter oksigen (katup besi) | G1/03/R.I (317C)
ALK-001442/524 | Flowmeter oksigen (katup besi) | G1/03/R.I (317D)
ALK-001442/525 | Flowmeter oksigen (katup besi) | G1/03/R.I (317E)
ALK-001442/526 | Flowmeter oksigen (katup besi) | G1/03/R.I (317F)
ALK-001128/030 | Illuminator Single X-Ray | G1/03/R.I | ONE MED | HEALTH CARE
ALK-000008/019 | Infus Pump LS600 | G1/03/R.I | TERUMO | TE-112 | 1211000535
ALK-000008/020 | Infus Pump LS600 | G1/03/R.I | TERUMO | TE-112 | 1402000366
ALK-000008/021 | Infus Pump LS600 | G1/03/R.I | TERUMO | TE-112 | 1402000307
ALK-000008/022 | Infus Pump LS600 | G1/03/R.I | TERUMO | TE-112 | 1111000242
ALK-000372/016 | Nebulizer system compressor | G1/03/R.I | OMRON | NE-C28 | 202106055434UF
ALK-000084/001 | Nebulizer with Compressor | G1/03/R.I | OMRON | NE-C28 | 20171111323UF
ALK-001422/031 | Patient Monitor virgo 5 parameter | G1/03/R.I | NORHERN | VIRGO | I1229003
ALK-001422/121 | Patient Monitor virgo 5 parameter | G1/03/R.I | NORTHERN | VIRGO | JH20210519035
ALK-001422/146 | Patient Monitor virgo 5 parameter | G1/03/R.I | NORTHERN | VIRGO | JH20210421038
ALK-000102/031 | Pulse Oxymeter | G1/03/R.I | yuwell | yx102 | B23070004297
ALK-000102/060 | Pulse Oxymeter | G1/03/R.I | yuwell | yx102 | PT2211 040138674
ALK-001229/009 | Rostul | G1/03/R.I
ALK-001229/010 | Rostul | G1/03/R.I
ALK-001130/056 | Stetoskop Dewasa (Litmann) | G1/03/R.I | LITTMANN | CLASSIC III | j20k927656
ALK-000333/015 | Stetoskop dewasa + anak (litmann) | G1/03/R.I | LITTMANN | CLASSIC III | J21K972970
ALK-000333/016 | Stetoskop dewasa + anak (litmann) | G1/03/R.I | LITTMANN | CLASSIC III | J22l874155
ALK-000300/005 | Suction Canula No.3 | G1/03/R.I | MINIC-S | SHIN-EI | O801111U
ALK-000009/002 | Syringe Pump | G1/03/R.I | TERUMO | TE-331 | O9050188
ALK-000009/057 | Syringe Pump | G1/03/R.I | MINDRAY | SK-500I | SK-10107622
ALK-000423/063 | Tensi Digital | G1/03/R.I | GENERAL CARE | LD-582 | 2158200316
ALK-000074/003 | Tensimeter Duduk Dewasa | G1/03/R.I | RIESTER | BIG BEN ROUND | 161242130
ALK-000172/046 | Tensimeter Klinik Wall (Riester) | G1/03/R.I | RIESTER | BIG BEN ROUND | 161140618
ALK-001327/001 | Termometer digital axila (omron) | G1/03/R.I | THERMO ONE
ALK-001256/011 | Termometer Non Contact (Kening) | G1/03/R.I | YUWELL
ALK-000027/250 | Tiang Infus 2 HOOK | G1/03/R.I
ALK-000027/251 | Tiang Infus 2 HOOK | G1/03/R.I
ALK-000027/252 | Tiang Infus 2 HOOK | G1/03/R.I
ALK-000027/253 | Tiang Infus 2 HOOK | G1/03/R.I
ALK-000027/254 | Tiang Infus 2 HOOK | G1/03/R.I
ALK-000027/255 | Tiang Infus 2 HOOK | G1/03/R.I
ALK-000027/256 | Tiang Infus 2 HOOK | G1/03/R.I
ALK-000027/257 | Tiang Infus 2 HOOK | G1/03/R.I
ALK-000027/258 | Tiang Infus 2 HOOK | G1/03/R.I
ALK-000027/259 | Tiang Infus 2 HOOK | G1/03/R.I
ALK-000027/260 | Tiang Infus 2 HOOK | G1/03/R.I
ALK-000027/261 | Tiang Infus 2 HOOK | G1/03/R.I
ALK-000027/262 | Tiang Infus 2 HOOK | G1/03/R.I
ALK-000027/263 | Tiang Infus 2 HOOK | G1/03/R.I
ALK-000027/264 | Tiang Infus 2 HOOK | G1/03/R.I
ALK-000027/265 | Tiang Infus 2 HOOK | G1/03/R.I
ALK-000027/266 | Tiang Infus 2 HOOK | G1/03/R.I
ALK-000027/267 | Tiang Infus 2 HOOK | G1/03/R.I
ALK-000027/394 | Tiang Infus 2 HOOK | G1/03/R.I
ALK-000027/395 | Tiang Infus 2 HOOK | G1/03/R.I
ALK-000027/396 | Tiang Infus 2 HOOK | G1/03/R.I
ALK-000027/397 | Tiang Infus 2 HOOK | G1/03/R.I
ALK-000027/398 | Tiang Infus 2 HOOK | G1/03/R.I
ALK-000027/399 | Tiang Infus 2 HOOK | G1/03/R.I
ALK-000027/400 | Tiang Infus 2 HOOK | G1/03/R.I
ALK-000027/401 | Tiang Infus 2 HOOK | G1/03/R.I
ALK-000027/402 | Tiang Infus 2 HOOK | G1/03/R.I
ALK-000027/403 | Tiang Infus 2 HOOK | G1/03/R.I
ALK-000027/404 | Tiang Infus 2 HOOK | G1/03/R.I
ALK-001251/004 | Timbangan Badan kecil | G1/03/R.I | LAICA
ALK-000988/603 | Bed Pasien | G4/05/R.I | PARAMOUNT
ALK-000988/604 | Bed Pasien | G4/05/R.I | PARAMOUNT
ALK-000988/605 | Bed Pasien | G4/05/R.I | PARAMOUNT
ALK-000988/606 | Bed Pasien | G4/05/R.I | PARAMOUNT
ALK-000988/607 | Bed Pasien | G4/05/R.I | PARAMOUNT
ALK-000988/608 | Bed Pasien | G4/05/R.I | PARAMOUNT
ALK-000988/609 | Bed Pasien | G4/05/R.I | PARAMOUNT
ALK-000988/610 | Bed Pasien | G4/05/R.I | PARAMOUNT
ALK-000988/611 | Bed Pasien | G4/05/R.I | PARAMOUNT
ALK-000988/612 | Bed Pasien | G4/05/R.I | PARAMOUNT
ALK-000988/613 | Bed Pasien | G4/05/R.I | PARAMOUNT
ALK-000988/614 | Bed Pasien | G4/05/R.I | PARAMOUNT
ALK-001442/589 | Flowmeter oksigen (katup besi) | G4/05/R.I
ALK-001442/590 | Flowmeter oksigen (katup besi) | G4/05/R.I
ALK-001442/591 | Flowmeter oksigen (katup besi) | G4/05/R.I
ALK-001442/592 | Flowmeter oksigen (katup besi) | G4/05/R.I
ALK-001442/593 | Flowmeter oksigen (katup besi) | G4/05/R.I
ALK-001442/594 | Flowmeter oksigen (katup besi) | G4/05/R.I
ALK-001442/595 | Flowmeter oksigen (katup besi) | G4/05/R.I
ALK-001442/596 | Flowmeter oksigen (katup besi) | G4/05/R.I
ALK-001442/597 | Flowmeter oksigen (katup besi) | G4/05/R.I
ALK-001442/598 | Flowmeter oksigen (katup besi) | G4/05/R.I
ALK-001442/599 | Flowmeter oksigen (katup besi) | G4/05/R.I
ALK-001442/600 | Flowmeter oksigen (katup besi) | G4/05/R.I
ALK-001129/024 | Illuminator Double X-Ray | G4/05/R.I |  |  | 1402000350
ALK-000008/145 | Infus Pump LS600 | G4/05/R.I | TERUMO | TEE-112 | 130300011
ALK-000008/016 | Infus Pump LS600 | G4/05/R.I | TERUMO | TEE-112 | 14010003
ALK-000008/104 | Infus Pump LS600 | G4/05/R.I | TERUMO | LF-600 | 1604010089
ALK-000008/136 | Infus Pump LS600 | G4/05/R.I | TERUMO | LF-600 | 1604010099
ALK-000081/009 | Mesin ECG MAC 1200 | G4/05/R.I | GE | MAC 1200 ST | 550049690
ALK-001813/004 | Nebulizer | G4/05/R.I | OMRON | NE-C28 | 200221206850UF
ALK-001422/094 | Patient Monitor virgo 5 parameter | G4/05/R.I | NORTHERN | VIRGO | JH20210421035
ALK-001422/096 | Patient Monitor virgo 5 parameter | G4/05/R.I | NORTHERN | VIRGO | JH20210421042
ALK-001422/103 | Patient Monitor virgo 5 parameter | G4/05/R.I | NORTHERN | VIRGO | JH20210421031
ALK-001422/127 | Patient Monitor virgo 5 parameter | G4/05/R.I | NORTHERN | VIRGO | JH20210519036
ALK-000102/105 | Pulse Oxymeter | G4/05/R.I | YUWELL |  | B23070001799
ALK-000102/108 | Pulse Oxymeter | G4/05/R.I | YUWELL
ALK-001229/067 | Rostul | G4/05/R.I
ALK-001229/068 | Rostul | G4/05/R.I
ALK-001131/016 | Stetoskop Anak (Litmann) | G4/05/R.I | RIESTER
ALK-001130/066 | Stetoskop Dewasa (Litmann) | G4/05/R.I | RIESTER
ALK-001130/067 | Stetoskop Dewasa (Litmann) | G4/05/R.I | RIESTER
ALK-000333/014 | Stetoskop dewasa + anak (litmann) | G4/05/R.I | LITTMANN | CLASSIC III | J20K927900
ALK-000367/016 | Suction Pump Baby | G4/05/R.I | GEA | DYX-1A | 08.22.324
ALK-000009/074 | Syringe Pump | G4/05/R.I | MINDRAY | SK-500I | SK-1010762394
ALK-000009/092 | Syringe Pump | G4/05/R.I | MINDRAY | SK-500I | SK-10107635
ALK-000423/046 | Tensi Digital | G4/05/R.I | GENERAL CARE | LF-582 | 2158200365
ALK-000172/043 | Tensimeter Klinik Wall (Riester) | G4/05/R.I | RIESTER | BIG BEN ROUND | 161242144
ALK-000479/003 | Termometer Digital | G4/05/R.I | omron
ALK-000479/004 | Termometer Digital | G4/05/R.I | OMRON
ALK-000027/483 | Tiang Infus 2 HOOK | G4/05/R.I
ALK-000027/484 | Tiang Infus 2 HOOK | G4/05/R.I
ALK-000027/485 | Tiang Infus 2 HOOK | G4/05/R.I
ALK-000027/486 | Tiang Infus 2 HOOK | G4/05/R.I
ALK-000027/487 | Tiang Infus 2 HOOK | G4/05/R.I
ALK-000027/488 | Tiang Infus 2 HOOK | G4/05/R.I
ALK-000027/489 | Tiang Infus 2 HOOK | G4/05/R.I
ALK-000027/490 | Tiang Infus 2 HOOK | G4/05/R.I
ALK-000027/491 | Tiang Infus 2 HOOK | G4/05/R.I
ALK-000027/492 | Tiang Infus 2 HOOK | G4/05/R.I
ALK-000027/493 | Tiang Infus 2 HOOK | G4/05/R.I
ALK-000027/494 | Tiang Infus 2 HOOK | G4/05/R.I
ALK-001251/018 | Timbangan Badan kecil | G4/05/R.I | GEA | EB-1622 | 202308195
ALK-000988/569 | Bed Pasien | G5/09/R.I | Paramount
ALK-000988/570 | Bed Pasien | G5/09/R.I | Meditron
ALK-000988/571 | Bed Pasien | G5/09/R.I | Meditron
ALK-000988/572 | Bed Pasien | G5/09/R.I | Meditron
ALK-000988/573 | Bed Pasien | G5/09/R.I | Meditron
ALK-000988/574 | Bed Pasien | G5/09/R.I | Paramount
ALK-000988/575 | Bed Pasien | G5/09/R.I | Paramount
ALK-001442/485 | Flowmeter oksigen (katup besi) | G5/09/R.I
ALK-001442/486 | Flowmeter oksigen (katup besi) | G5/09/R.I
ALK-001442/487 | Flowmeter oksigen (katup besi) | G5/09/R.I
ALK-001442/488 | Flowmeter oksigen (katup besi) | G5/09/R.I
ALK-001442/489 | Flowmeter oksigen (katup besi) | G5/09/R.I
ALK-001442/490 | Flowmeter oksigen (katup besi) | G5/09/R.I
ALK-001442/491 | Flowmeter oksigen (katup besi) | G5/09/R.I
ALK-000027/364 | Tiang Infus 2 HOOK | G5/09/R.I
ALK-000027/365 | Tiang Infus 2 HOOK | G5/09/R.I
ALK-000027/366 | Tiang Infus 2 HOOK | G5/09/R.I
ALK-000027/367 | Tiang Infus 2 HOOK | G5/09/R.I
ALK-000027/368 | Tiang Infus 2 HOOK | G5/09/R.I
ALK-000027/369 | Tiang Infus 2 HOOK | G5/09/R.I
ALK-000027/370 | Tiang Infus 2 HOOK | G5/09/R.I
ALK-000102/119 | Pulse Oxymeter | G5/09/R.I | YUWELL | YX102 | B2401001386
ALK-000102/111 | Pulse Oxymeter | G5/09/R.I | YUWELL | YX102 | B23070001798
ALK-001327/034 | Termometer Digital (Axila Omron) | G5/09/R.I | thermo one | alpha 1
ALK-001327/035 | Termometer Digital (Axila Omron) | G5/09/R.I | thermo one | alpha 1
ALK-000988/234 | Bed Pasien | G3/09/R.I | Meditron
ALK-000988/235 | Bed Pasien | G3/09/R.I | Meditron
ALK-000988/236 | Bed Pasien | G3/09/R.I | Paramount
ALK-000988/237 | Bed Pasien | G3/09/R.I | Acare
ALK-000988/238 | Bed Pasien | G3/09/R.I | Paramount
ALK-000988/239 | Bed Pasien | G3/09/R.I | Paramount
ALK-000988/240 | Bed Pasien | G3/09/R.I | Meditron
ALK-000988/241 | Bed Pasien | G3/09/R.I | Meditron
ALK-000988/242 | Bed Pasien | G3/09/R.I | Meditron
ALK-000988/243 | Bed Pasien | G3/09/R.I | Meditron
ALK-000988/244 | Bed Pasien | G3/09/R.I | Meditron
ALK-000988/245 | Bed Pasien | G3/09/R.I | Meditron
ALK-000988/246 | Bed Pasien | G3/09/R.I
ALK-000988/247 | Bed Pasien | G3/09/R.I
ALK-000988/248 | Bed Pasien | G3/09/R.I | Paramount
ALK-000988/249 | Bed Pasien | G3/09/R.I
ALK-000988/250 | Bed Pasien | G3/09/R.I | Acare
ALK-000988/251 | Bed Pasien | G3/09/R.I | HOMED
ALK-000988/252 | Bed Pasien | G3/09/R.I | Paramount
ALK-000180/004 | Bedpan Washer Manual | G3/09/R.I | ATOS
ALK-001442/252 | Flowmeter oksigen (katup besi) | G3/09/R.I (901A)
ALK-001442/253 | Flowmeter oksigen (katup besi) | G3/09/R.I (901B)
ALK-001442/255 | Flowmeter oksigen (katup besi) | G3/09/R.I (903A)
ALK-001442/256 | Flowmeter oksigen (katup besi) | G3/09/R.I (903B)
ALK-001442/257 | Flowmeter oksigen (katup besi) | G3/09/R.I (905A)
ALK-001442/258 | Flowmeter oksigen (katup besi) | G3/09/R.I (905B)
ALK-001442/259 | Flowmeter oksigen (katup besi) | G3/09/R.I (906A)
ALK-001442/260 | Flowmeter oksigen (katup besi) | G3/09/R.I (906B)
ALK-001442/261 | Flowmeter oksigen (katup besi) | G3/09/R.I (906C)
ALK-001442/262 | Flowmeter oksigen (katup besi) | G3/09/R.I (906D)
ALK-001442/263 | Flowmeter oksigen (katup besi) | G3/09/R.I (907E)
ALK-001442/264 | Flowmeter oksigen (katup besi) | G3/09/R.I (906E)
ALK-001442/266 | Flowmeter oksigen (katup besi) | G3/09/R.I (906F)
ALK-001442/267 | Flowmeter oksigen (katup besi) | G3/09/R.I (907A)
ALK-001442/268 | Flowmeter oksigen (katup besi) | G3/09/R.I (907B)
ALK-001442/269 | Flowmeter oksigen (katup besi) | G3/09/R.I (907C)
ALK-001442/270 | Flowmeter oksigen (katup besi) | G3/09/R.I (907D)
ALK-001442/271 | Flowmeter oksigen (katup besi) | G3/09/R.I (907F)
ALK-001442/273 | Flowmeter oksigen (katup besi) | G3/09/R.I (908)
ALK-001128/021 | Illuminator Single X-Ray | G3/09/R.I | One med |  | MFI/002
ALK-000008/003 | Infus Pump LS600 | G3/09/R.I | TERUMO | LF-600 | 1604010102
ALK-000008/004 | Infus Pump LS600 | G3/09/R.I | TERUMO | LF-600 | 1607010125
ALK-000008/005 | Infus Pump LS600 | G3/09/R.I | TERUMO | LF-600 | 1604010086
ALK-000008/006 | Infus Pump LS600 | G3/09/R.I | TERUMO | LF-600 | 1604010098
ALK-000008/041 | Infus Pump LS600 | G3/09/R.I | TERUMO | LF-600 | 1604010093
ALK-000056/001 | Mesin EKG (Sanoscape) | G3/09/R.I | FUKUDA DENSHI | FX-8322 | 50000404
ALK-000372/027 | Nebulizer system compressor | G3/09/R.I | Omron | NE-C28 | 21210605541UF
ALK-000097/004 | Patient Monitor MEC 1000 (Mindray) | G3/09/R.I | Mindray | UMEC10 | KN-83020985
ALK-001422/011 | Patient Monitor virgo 5 parameter | G3/09/R.I | Northern | Virgo | I0911012
ALK-001422/022 | Patient Monitor virgo 5 parameter | G3/09/R.I | Northern | Virgo | I0911006
ALK-001422/043 | Patient Monitor virgo 5 parameter | G3/09/R.I | Northern | Virgo | I1229016
ALK-001422/060 | Patient Monitor virgo 5 parameter | G3/09/R.I | Northern | Virgo | J0224022
ALK-001422/061 | Patient Monitor virgo 5 parameter | G3/09/R.I | Northern | Virgo | J0224008
ALK-001422/080 | Patient Monitor virgo 5 parameter | G3/09/R.I | Northern | Virgo | J0224029
ALK-001422/081 | Patient Monitor virgo 5 parameter | G3/09/R.I | Northern | Virgo | J0224025
ALK-001422/118 | Patient Monitor virgo 5 parameter | G3/09/R.I | Northern | Virgo | JH20210421018
ALK-001422/119 | Patient Monitor virgo 5 parameter | G3/09/R.I | Northern | Virgo | JH20210421019
ALK-000102/023 | Pulse Oxymeter | G3/09/R.I | SPIRIT | HS 20A-LI | H2AI2103081100025
ALK-000102/046 | Pulse Oxymeter | G3/09/R.I | YUWELL | YX102 | B2101010738
ALK-000102/111 | Pulse Oxymeter | G3/09/R.I | YUWELL | YX102 | B23070004279
ALK-000102/119 | Pulse Oxymeter | G5/09/R.I | YUWELL | YX102 | B2401001386
ALK-000102/111 | Pulse Oxymeter | G5/09/R.I | YUWELL | YX102 | B23070001798
ALK-001229/026 | Rostul | G3/09/R.I
ALK-001229/025 | Rostul | G3/09/R.I | ONE MED
ALK-000333/006 | Stetoskop dewasa + anak (litmann) | G3/09/R.I | Littmann | Classic III | J21K513370
ALK-000333/007 | Stetoskop dewasa + anak (litmann) | G3/09/R.I | Littmann | Classic III | J21J910604
ALK-000333/053 | Stetoskop dewasa + anak (litmann) | G3/09/R.I | Littmann | Classic III | J23J536719
ALK-001139/008 | Suction Pump Dewasa | G3/09/R.I | Smic | YBDX-23B | _
ALK-001613/001 | Suction Pump Surgical 7A-23B (Onemed) | G3/09/R.I | One med | 7A-23B | OOO46
ALK-001613/002 | Suction Pump Surgical 7A-23B (Onemed) | G3/09/R.I | One med | 7A-23B | OOO16
ALK-000009/044 | Syringe Pump | G3/09/R.I | ATOM | S-1235 | 2480793
ALK-000009/048 | Syringe Pump | G3/09/R.I | TERUMO | SS-730 | 2011010030
ALK-000009/049 | Syringe Pump | G3/09/R.I | TERUMO | SS-730 | 2011010031
ALK-000009/072 | Syringe Pump | G3/09/R.I | Mindray | SK-500I | SK-10107580
ALK-000009/073 | Syringe Pump | G3/09/R.I | Mindray | SK-500I | SK-10107597
ALK-000009/093 | Syringe Pump | G3/09/R.I | Mindray | SK-500I | SK-10107660
ALK-000009/094 | Syringe Pump | G3/09/R.I | Mindray | SK-500I | SK-10107601
ALK-000423/061 | Tensi Digital | G3/09/R.I | General Care | LD-582 | 2158200040
ALK-000423/007 | Tensi Digital | G3/09/R.I | Yuwell | YE680E | B190030067
ALK-000172/017 | Tensimeter Klinik Wall (Riester) | G3/09/R.I | Riester | Big Ben Round | 161043736
ALK-000172/018 | Tensimeter Klinik Wall (Riester) | G3/09/R.I | Riester | Big Ben Round | 161043729
ALK-001327/023 | Termometer digital axila (omron) | G3/09/R.I | Omron | DT-01 | 221016
ALK-001256/024 | Termometer Non Contact (Kening) | G3/09/R.I | Yuwell | YT-1C | B2004078281
ALK-000027/001 | Tiang Infus 2 HOOK | G3/09/R.I
ALK-000027/002 | Tiang Infus 2 HOOK | G3/09/R.I
ALK-000027/003 | Tiang Infus 2 HOOK | G3/09/R.I
ALK-000027/004 | Tiang Infus 2 HOOK | G3/09/R.I
ALK-000027/005 | Tiang Infus 2 HOOK | G3/09/R.I
ALK-000027/006 | Tiang Infus 2 HOOK | G3/09/R.I
ALK-000027/007 | Tiang Infus 2 HOOK | G3/09/R.I
ALK-000027/008 | Tiang Infus 2 HOOK | G3/09/R.I
ALK-000027/009 | Tiang Infus 2 HOOK | G3/09/R.I
ALK-000027/010 | Tiang Infus 2 HOOK | G3/09/R.I
ALK-000027/011 | Tiang Infus 2 HOOK | G3/09/R.I
ALK-000027/012 | Tiang Infus 2 HOOK | G3/09/R.I
ALK-000027/013 | Tiang Infus 2 HOOK | G3/09/R.I
ALK-000027/014 | Tiang Infus 2 HOOK | G3/09/R.I
ALK-000027/015 | Tiang Infus 2 HOOK | G3/09/R.I
ALK-000027/016 | Tiang Infus 2 HOOK | G3/09/R.I
ALK-000027/017 | Tiang Infus 2 HOOK | G3/09/R.I
ALK-000027/018 | Tiang Infus 2 HOOK | G3/09/R.I
ALK-000027/019 | Tiang Infus 2 HOOK | G3/09/R.I
ALK-001251/008 | Timbangan Badan kecil | G3/09/R.I | Ferenity |  | CA160408738
ALK-000988/576 | Bed Pasien | G5/08/R.I | MEDITRON
ALK-000988/577 | Bed Pasien | G5/08/R.I | MEDITRON
ALK-000988/578 | Bed Pasien | G5/08/R.I | PARAMOUNT
ALK-000988/579 | Bed Pasien | G5/08/R.I | PARAMOUNT
ALK-000988/580 | Bed Pasien | G5/08/R.I | MEDITRON
ALK-000988/581 | Bed Pasien | G5/08/R.I | PARAMOUNT
ALK-000988/582 | Bed Pasien | G5/08/R.I | PARAMOUNT
ALK-001442/492 | Flowmeter oksigen (katup besi) | G5/08/R.I
ALK-001442/493 | Flowmeter oksigen (katup besi) | G5/08/R.I
ALK-001442/494 | Flowmeter oksigen (katup besi) | G5/08/R.I
ALK-001442/495 | Flowmeter oksigen (katup besi) | G5/08/R.I
ALK-001442/496 | Flowmeter oksigen (katup besi) | G5/08/R.I
ALK-001442/497 | Flowmeter oksigen (katup besi) | G5/08/R.I
ALK-001442/498 | Flowmeter oksigen (katup besi) | G5/08/R.I
ALK-000027/371 | Tiang Infus 2 HOOK | G5/08/R.I
ALK-000027/372 | Tiang Infus 2 HOOK | G5/08/R.I
ALK-000027/373 | Tiang Infus 2 HOOK | G5/08/R.I
ALK-000027/374 | Tiang Infus 2 HOOK | G5/08/R.I
ALK-000027/375 | Tiang Infus 2 HOOK | G5/08/R.I
ALK-000027/376 | Tiang Infus 2 HOOK | G5/08/R.I
ALK-000027/377 | Tiang Infus 2 HOOK | G5/08/R.I
ALK-000988/445 | Bed Pasien | G4/08/R.I | PARAMOUNT | tc1-t4ma-3 | 9009011 00056
ALK-000988/444 | Bed Pasien | G4/08/R.I | PARAMOUNT | tc1-t4ma-3 | 9009011 00061
ALK-000988/446 | Bed Pasien | G4/08/R.I | PARAMOUNT | tc1-t4ma-3 | 9009011 00060
ALK-000988/447 | Bed Pasien | G4/08/R.I | PARAMOUNT | tc1-t4ma-3 | 9009011 00054
ALK-001442/562 | Flowmeter oksigen (katup besi) | G4/08/R.I
ALK-001442/563 | Flowmeter oksigen (katup besi) | G4/08/R.I
ALK-001442/564 | Flowmeter oksigen (katup besi) | G4/08/R.I
ALK-001442/565 | Flowmeter oksigen (katup besi) | G4/08/R.I
ALK-001813/003 | Nebulizer | G4/08/R.I | OMRON | NE-C28 | 20220405422UF
ALK-001422/139 | Patient Monitor virgo 5 parameter | G4/08/R.I | NORTHERN | VIRGO | J0224018
ALK-000102/039 | Pulse Oxymeter | G4/08/R.I | SPIRIT | H020A-II | H2AL210308
ALK-000102/103 | Pulse Oxymeter | G4/08/R.I | YUWELL |  | B23070001781
ALK-001229/076 | Rostul | G4/08/R.I
ALK-000333/030 | Stetoskop dewasa + anak (litmann) | G4/08/R.I | LITTMANN | CLASSIC III | J22K487433
ALK-000333/031 | Stetoskop dewasa + anak (litmann) | G4/08/R.I | LITTMANN | CLASSIC III | J23J536703
ALK-000367/017 | Suction Pump Baby | G4/08/R.I | GENERAL CARE | SS-6A | SZ-AZ230233
ALK-000423/060 | Tensi Digital | G4/08/R.I | GENERAL CARE | LD 582 | 2158200160
ALK-000172/047 | Tensimeter Klinik Wall (Riester) | G4/08/R.I | RIESTER | BIG BEN ROUND | 181141623
ALK-001327/021 | Termometer digital axila (omron) | G4/08/R.I | TERMO ONE
ALK-000027/435 | Tiang Infus 2 HOOK | G4/08/R.I
ALK-000027/434 | Tiang Infus 2 HOOK | G4/08/R.I
ALK-000027/436 | Tiang Infus 2 HOOK | G4/08/R.I
ALK-000027/433 | Tiang Infus 2 HOOK | G4/08/R.I
ALK-001251/025 | Timbangan Badan Kecil | G4/08/R.I
ALK-000321/003 | Accuvein | G3/08/R.I
ALK-000988/205 | Bed Pasien | G3/08/R.I | PARAMOUNT
ALK-000988/206 | Bed Pasien | G3/08/R.I | HOMED
ALK-000988/207 | Bed Pasien | G3/08/R.I | ACARE
ALK-000988/208 | Bed Pasien | G3/08/R.I | MEDITRON
ALK-000988/209 | Bed Pasien | G3/08/R.I | PARAMOUNT
ALK-000988/210 | Bed Pasien | G3/08/R.I | PARAMOUNT
ALK-000988/211 | Bed Pasien | G3/08/R.I | PARAMOUNT
ALK-000988/212 | Bed Pasien | G3/08/R.I | MEDITRON
ALK-000988/213 | Bed Pasien | G3/08/R.I | MEDITRON
ALK-000988/214 | Bed Pasien | G3/08/R.I | PARAMOUNT
ALK-000988/215 | Bed Pasien | G3/08/R.I | PARAMOUNT
ALK-000988/216 | Bed Pasien | G3/08/R.I | PARAMOUNT
ALK-000988/217 | Bed Pasien | G3/08/R.I | PARAMOUNT
ALK-000988/218 | Bed Pasien | G3/08/R.I | ACARE
ALK-000988/219 | Bed Pasien | G3/08/R.I | PARAMOUNT
ALK-000988/220 | Bed Pasien | G3/08/R.I | PARAMOUNT
ALK-000988/221 | Bed Pasien | G3/08/R.I | MEDITRON
ALK-000988/222 | Bed Pasien | G3/08/R.I | PARAMOUNT
ALK-000988/223 | Bed Pasien | G3/08/R.I | PARAMOUNT
ALK-000988/224 | Bed Pasien | G3/08/R.I | MEDITRON
ALK-000988/225 | Bed Pasien | G3/08/R.I | MEDITRON
ALK-000988/226 | Bed Pasien | G3/08/R.I | PARAMOUNT
ALK-000988/227 | Bed Pasien | G3/08/R.I | PARAMOUNT
ALK-000988/228 | Bed Pasien | G3/08/R.I | PARAMOUNT
ALK-000988/230 | Bed Pasien | G3/08/R.I | PARAMOUNT
ALK-000988/231 | Bed Pasien | G3/08/R.I | PARAMOUNT
ALK-000988/232 | Bed Pasien | G3/08/R.I | MEDITRON
ALK-000988/233 | Bed Pasien | G3/08/R.I | MEDITRON
ALK-001442/219 | Flowmeter oksigen (katup besi) | G3/08/R.I (801B)
ALK-001442/220 | Flowmeter oksigen (katup besi) | G3/08/R.I (801A)
ALK-001442/221 | Flowmeter oksigen (katup besi) | G3/08/R.I (802A)
ALK-001442/222 | Flowmeter oksigen (katup besi) | G3/08/R.I (802B)
ALK-001442/223 | Flowmeter oksigen (katup besi) | G3/08/R.I (803)
ALK-001442/224 | Flowmeter oksigen (katup besi) | G3/08/R.I (805A)
ALK-001442/225 | Flowmeter oksigen (katup besi) | G3/08/R.I (805B)
ALK-001442/226 | Flowmeter oksigen (katup besi) | G3/08/R.I (806A)
ALK-001442/227 | Flowmeter oksigen (katup besi) | G3/08/R.I (806B)
ALK-001442/228 | Flowmeter oksigen (katup besi) | G3/08/R.I (806C)
ALK-001442/229 | Flowmeter oksigen (katup besi) | G3/08/R.I (806D)
ALK-001442/230 | Flowmeter oksigen (katup besi) | G3/08/R.I (807A)
ALK-001442/231 | Flowmeter oksigen (katup besi) | G3/08/R.I (807B)
ALK-001442/232 | Flowmeter oksigen (katup besi) | G3/08/R.I (807C)
ALK-001442/233 | Flowmeter oksigen (katup besi) | G3/08/R.I (807D)
ALK-001442/234 | Flowmeter oksigen (katup besi) | G3/08/R.I (808A)
ALK-001442/235 | Flowmeter oksigen (katup besi) | G3/08/R.I (808B)
ALK-001442/236 | Flowmeter oksigen (katup besi) | G3/08/R.I (809A)
ALK-001442/237 | Flowmeter oksigen (katup besi) | G3/08/R.I (809B)
ALK-001442/238 | Flowmeter oksigen (katup besi) | G3/08/R.I (810A)
ALK-001442/239 | Flowmeter oksigen (katup besi) | G3/08/R.I (810B)
ALK-001442/240 | Flowmeter oksigen (katup besi) | G3/08/R.I (810C)
ALK-001442/241 | Flowmeter oksigen (katup besi) | G3/08/R.I (810D)
ALK-001442/242 | Flowmeter oksigen (katup besi) | G3/08/R.I (810E)
ALK-001442/243 | Flowmeter oksigen (katup besi) | G3/08/R.I (810F)
ALK-001442/245 | Flowmeter oksigen (katup besi) | G3/08/R.I (811A)
ALK-001442/247 | Flowmeter oksigen (katup besi) | G3/08/R.I (812)
ALK-001442/499 | Flowmeter oksigen (katup besi) | G3/08/R.I (812 B)
ALK-001128/022 | Illuminator Single X-Ray | G3/08/R.I | ONE MED
ALK-000008/049 | Infus Pump LS600 | G3/08/R.I | TERUMO | TE-112 | 1211000533
ALK-000008/050 | Infus Pump LS600 | G3/08/R.I | TERUMO | TE-112 | 1111000266
ALK-000008/051 | Infus Pump LS600 | G3/08/R.I | TERUMO | TE-112 | O8110257
ALK-000008/054 | Infus Pump LS600 | G3/08/R.I | TERUMO | TE-112 | 1304000136
ALK-000008/055 | Infus Pump LS600 | G3/08/R.I | TERUMO | TE-112 | O909000295
ALK-000008/083 | Infus Pump LS600 | G3/08/R.I | TERUMO | TE-112 | 1312000212
ALK-000008/084 | Infus Pump LS600 | G3/08/R.I | TERUMO | LF-600 | 1607010136
ALK-000008/086 | Infus Pump LS600 | G3/08/R.I | TERUMO | LF-600 | 1604010083
ALK-000008/087 | Infus Pump LS600 | G3/08/R.I | TERUMO | LF-600 | 1604010065
ALK-000008/091 | Infus Pump LS600 | G3/08/R.I | TERUMO | LF-600 | 1607010148
ALK-000008/117 | Infus Pump LS600 | G3/08/R.I | TERUMO | TE-112 | 1303000118
ALK-000008/132 | Infus Pump LS600 | G3/08/R.I | TERUMO | TE-112 | 1312000069
ALK-000008/142 | Infus Pump LS600 | G3/08/R.I | TERUMO | TE-112 | O8110261
ALK-000008/143 | Infus Pump LS600 | G3/08/R.I | TERUMO | TE-112 | O8110131
ALK-000372/009 | Nebulizer system compressor | G3/08/R.I | OMRON | NEC-28 | 20171111324UF
ALK-000372/010 | Nebulizer system compressor | G3/08/R.I | OMRON | NEC-98 | 20171201156UF
ALK-000372/026 | Nebulizer system compressor | G3/08/R.I | OMRON | NEC-28 | 20210605539UF
ALK-000372/028 | Nebulizer system compressor | G3/08/R.I | OMRON | NEC-28 | 20210512325UF
ALK-000097/017 | Patient Monitor MEC 1000 (Mindray) | G3/08/R.I | MINDRAY | UMEC10 | KN-9B055453
ALK-001422/019 | Patient Monitor virgo 5 parameter | G3/08/R.I | NORTHERN | VIRGO | I0911004
ALK-001422/030 | Patient Monitor virgo 5 parameter | G3/08/R.I | NORTHERN | VIRGO | J0224012
ALK-001422/042 | Patient Monitor virgo 5 parameter | G3/08/R.I | NORTHERN | VIRGO | I1229012
ALK-001422/059 | Patient Monitor virgo 5 parameter | G3/08/R.I | NORTHERN | VIRGO | J0224015
ALK-001422/077 | Patient Monitor virgo 5 parameter | G3/08/R.I | NORTHERN | VIRGO | J0224017
ALK-001422/079 | Patient Monitor virgo 5 parameter | G3/08/R.I | NORTHERN | VIRGO | J0224031
ALK-001422/116 | Patient Monitor virgo 5 parameter | G3/08/R.I | NORTHERN | VIRGO | JH20210421020
ALK-001422/135 | Patient Monitor virgo 5 parameter | G3/08/R.I | NORTHERN | VIRGO | JH20210519038
ALK-001422/171 | Patient Monitor virgo 5 parameter | G3/08/R.I | NORTHERN | VIRGO | I0911002
ALK-000102/020 | Pulse Oxymeter | G3/08/R.I | SPIRIT | HS20A-LI | H2AI2103081100061
ALK-000102/053 | Pulse Oxymeter | G3/08/R.I | SPIRIT | HS20A-LI | 20210308
ALK-000102/092 | Pulse Oxymeter | G3/08/R.I | SPIRIT | HS20A-LI | H2AI2103081100097
ALK-000102/093 | Pulse Oxymeter | G3/08/R.I | YUWELL |  | B2101012879
ALK-001229/023 | Rostul | G3/08/R.I
ALK-001229/024 | Rostul | G3/08/R.I
ALK-000063/017 | Stetoscope Anak/ Child | G3/08/R.I | RIESTER | DUPLEX 2.0 | 2363
ALK-001131/008 | Stetoskop Anak (Litmann) | G3/08/R.I | LITTMANN | CLASIC III | J20K875467
ALK-000333/010 | Stetoskop dewasa + anak (litmann) | G3/08/R.I | LITTMANN | CLASIC III | J20K874887
ALK-000320/003 | Suction Pump (Child) | G3/08/R.I | GENERAL CARE | 7E-B | 2017090862
ALK-000009/008 | Syringe Pump | G3/08/R.I | TERUMO | TE-331 | 9050445
ALK-000009/042 | Syringe Pump | G3/08/R.I | ATOM | S1235 | 2480791
ALK-000009/043 | Syringe Pump | G3/08/R.I | ATOM | S1235 | 2480797
ALK-000009/070 | Syringe Pump | G3/08/R.I | MINDRAY | SK-500 I | SK-10107673
ALK-000009/071 | Syringe Pump | G3/08/R.I | MINDRAY | SK-500 I | SK-10107631
ALK-000009/090 | Syringe Pump | G3/08/R.I | MINDRAY | SK-500 I | SK-10107610
ALK-000009/091 | Syringe Pump | G3/08/R.I | MINDRAY | SK-500 I | SK-10107603
ALK-000423/009 | Tensi Digital | G3/08/R.I | YUWELL | YE680E | B1900089000
ALK-000423/069 | Tensi Digital | G3/08/R.I | GENERAL CARE | LD 582 | OO376
ALK-000172/028 | Tensimeter Klinik Wall (Riester) | G3/08/R.I | RIESTER | BIG BEN ROUND | 161242118
ALK-001327/007 | Termometer digital axila (omron) | G3/08/R.I | TERMO ONE
ALK-001327/018 | Termometer digital axila (omron) | G3/08/R.I | OMRON
ALK-001327/019 | Termometer digital axila (omron) | G3/08/R.I | TERMO ONE
ALK-001256/001 | Termometer Non Contact (Kening) | G3/08/R.I | YUWELL |  | B2004079378
ALK-000027/020 | Tiang Infus 2 HOOK | G3/08/R.I
ALK-000027/021 | Tiang Infus 2 HOOK | G3/08/R.I
ALK-000027/022 | Tiang Infus 2 HOOK | G3/08/R.I
ALK-000027/023 | Tiang Infus 2 HOOK | G3/08/R.I
ALK-000027/024 | Tiang Infus 2 HOOK | G3/08/R.I
ALK-000027/025 | Tiang Infus 2 HOOK | G3/08/R.I
ALK-000027/026 | Tiang Infus 2 HOOK | G3/08/R.I
ALK-000027/027 | Tiang Infus 2 HOOK | G3/08/R.I
ALK-000027/028 | Tiang Infus 2 HOOK | G3/08/R.I
ALK-000027/029 | Tiang Infus 2 HOOK | G3/08/R.I
ALK-000027/030 | Tiang Infus 2 HOOK | G3/08/R.I
ALK-000027/031 | Tiang Infus 2 HOOK | G3/08/R.I
ALK-000027/032 | Tiang Infus 2 HOOK | G3/08/R.I
ALK-000027/033 | Tiang Infus 2 HOOK | G3/08/R.I
ALK-000027/034 | Tiang Infus 2 HOOK | G3/08/R.I
ALK-000027/035 | Tiang Infus 2 HOOK | G3/08/R.I
ALK-000027/036 | Tiang Infus 2 HOOK | G3/08/R.I
ALK-000027/037 | Tiang Infus 2 HOOK | G3/08/R.I
ALK-000027/038 | Tiang Infus 2 HOOK | G3/08/R.I
ALK-000027/039 | Tiang Infus 2 HOOK | G3/08/R.I
ALK-000027/040 | Tiang Infus 2 HOOK | G3/08/R.I
ALK-000027/041 | Tiang Infus 2 HOOK | G3/08/R.I
ALK-000027/042 | Tiang Infus 2 HOOK | G3/08/R.I
ALK-000027/043 | Tiang Infus 2 HOOK | G3/08/R.I
ALK-000027/044 | Tiang Infus 2 HOOK | G3/08/R.I
ALK-000027/378 | Tiang Infus 2 HOOK | G3/08/R.I
ALK-000027/379 | Tiang Infus 2 HOOK | G3/08/R.I
ALK-000027/380 | Tiang Infus 2 HOOK | G3/08/R.I
ALK-001251/015 | Timbangan Badan kecil | G3/08/R.I | GEA | BR-9015B | 2023061118
ALK-001653/003 | RGZ-50 Timbangan Anak 1-4 tahun | G3/08/R.I | cina
ALK-000988/414 | Bed Pasien | G4/03/R.I | PARAMOUNT
ALK-000988/415 | Bed Pasien | G4/03/R.I | PARAMOUNT
ALK-000988/416 | Bed Pasien | G4/03/R.I | PARAMOUNT
ALK-000988/417 | Bed Pasien | G4/03/R.I | PARAMOUNT
ALK-000988/419 | Bed Pasien | G4/03/R.I | PARAMOUNT
ALK-000988/420 | Bed Pasien | G4/03/R.I | PARAMOUNT
ALK-000988/425 | Bed Pasien | G4/03/R.I | PARAMOUNT
ALK-001442/467 | Flowmeter oksigen (katup besi) | G4/03/R.I
ALK-001442/468 | Flowmeter oksigen (katup besi) | G4/03/R.I
ALK-001442/469 | Flowmeter oksigen (katup besi) | G4/03/R.I
ALK-001442/470 | Flowmeter oksigen (katup besi) | G4/03/R.I
ALK-001442/471 | Flowmeter oksigen (katup besi) | G4/03/R.I
ALK-001442/472 | Flowmeter oksigen (katup besi) | G4/03/R.I
ALK-001442/473 | Flowmeter oksigen (katup besi) | G4/03/R.I
ALK-001462/005 | HFNC 60 L-A | G4/03/R.I
ALK-001462/008 | High flow Nasal Canul Therapy (HFNC) | G4/03/R.I
ALK-001128/027 | Illuminator Single X-Ray | G4/03/R.I
ALK-000008/094 | Infus Pump LS600 | G4/03/R.I | TERUMO | TE-112 | 1211000673
ALK-000008/099 | Infus Pump LS600 | G4/03/R.I | TERUMO | LF-600 | 1604010096
ALK-000008/131 | Infus Pump LS600 | G4/03/R.I | TERUMO | LF-600 | 1604010054
ALK-000008/133 | Infus Pump LS600 | G4/03/R.I | TERUMO | TE-112 | 1304000152
ALK-000008/134 | Infus Pump LS600 | G4/03/R.I | TERUMO | LF-600 | 1604010088
ALK-000008/135 | Infus Pump LS600 | G4/03/R.I | TERUMO | LF-600 | 1604010094
ALK-000372/020 | Nebulizer system compressor | G4/03/R.I | OMRON | COMP | 20210605759UF
ALK-000097/019 | Patient Monitor MEC 1000 (Mindray) | G4/03/R.I | MINDRAY | UMEC 10 | KN-9B055365
ALK-000097/012 | Patient Monitor MEC 1000 (Mindray) | G4/03/R.I | MINDRAY | UMEC 10 | KN-9B055522
ALK-001422/004 | Patient Monitor virgo 5 parameter | G4/03/R.I | NORTHERN | VIRGO | I0911014
ALK-001422/017 | Patient Monitor virgo 5 parameter | G4/03/R.I | NORTHERN | VIRGO | I0911026
ALK-001422/034 | Patient Monitor virgo 5 parameter | G4/03/R.I | NORTHERN | VIRGO | I1219015
ALK-001422/051 | Patient Monitor virgo 5 parameter | G4/03/R.I | NORTHERN | VIRGO | J0224005
ALK-001422/052 | Patient Monitor virgo 5 parameter | G4/03/R.I | NORTHERN | VIRGO | J0224010
ALK-001422/065 | Patient Monitor virgo 5 parameter | G4/03/R.I | NORTHERN | VIRGO | J0224021
ALK-001422/104 | Patient Monitor virgo 5 parameter | G4/03/R.I | NORTHERN | VIRGO | JH20210421028
ALK-001422/105 | Patient Monitor virgo 5 parameter | G4/03/R.I | NORTHERN | VIRGO | JH20210421022
ALK-001422/106 | Patient Monitor virgo 5 parameter | G4/03/R.I | NORTHERN | VIRGO | JH20210421026
ALK-001422/142 | Patient Monitor virgo 5 parameter | G4/03/R.I | NORTHERN | VIRGO | JH202104210003
ALK-000102/106 | Pulse Oxymeter | G4/03/R.I | YUWELL | YX102 | B2101012852
ALK-000102/107 | Pulse Oxymeter | G4/03/R.I | LK88
ALK-001229/065 | Rostul | G4/03/R.I
ALK-001229/066 | Rostul | G4/03/R.I
ALK-001131/032 | Stetoskop Anak (Litmann) | G4/03/R.I | LITTMANN | CLASSIC | K12H12865
ALK-000333/039 | Stetoskop dewasa + anak (litmann) | G4/03/R.I | LITTMANN | CLASSIC | J21K718493
ALK-001130/071 | Stetoskop Dewasa (Litmann) | G4/03/R.I | GENERAL CARE
ALK-001130/072 | Stetoskop Dewasa (Litmann) | G4/03/R.I | GENERAL CARE
ALK-000367/018 | Suction Pump Baby | G4/03/R.I | GEA | DYX-1A | O8-22-370
ALK-000009/061 | Syringe Pump | G4/03/R.I | MINDRAY | SK-500I | SK-10107583
ALK-000009/062 | Syringe Pump | G4/03/R.I | MINDRAY | SK-500I | SK-10107602
ALK-000009/079 | Syringe Pump | G4/03/R.I | MINDRAY | SK-500I | SK-10107613
ALK-000423/008 | Tensi Digital | G4/03/R.I | YUWELL | YE680E | B190300555
ALK-000172/030 | Tensimeter Klinik Wall (Riester) | G4/03/R.I | RIESTER | BIG BEB ROUND | 161242135
ALK-001327/026 | Termometer digital axila (omron) | G4/03/R.I | TERMO ONE | ALPHA 1
ALK-001256/066 | Termometer Non Contact (Kening) | G4/03/R.I | YUWELL | YT-1C | B2004078633
ALK-001256/067 | Termometer Non Contact (Kening) | G4/03/R.I | YUWELL | YT-1C | B2004079412
ALK-000027/346 | Tiang Infus 2 HOOK | G4/03/R.I
ALK-000027/347 | Tiang Infus 2 HOOK | G4/03/R.I
ALK-000027/348 | Tiang Infus 2 HOOK | G4/03/R.I
ALK-000027/351 | Tiang Infus 2 HOOK | G4/03/R.I
ALK-000027/352 | Tiang Infus 2 HOOK | G4/03/R.I
ALK-000027/353 | Tiang Infus 2 HOOK | G4/03/R.I
ALK-000027/355 | Tiang Infus 2 HOOK | G4/03/R.I
ALK-000027/356 | Tiang Infus 2 HOOK | G4/03/R.I
ALK-000027/357 | Tiang Infus 2 HOOK | G4/03/R.I
ALK-001251/020 | Timbangan Badan kecil | G4/03/R.I | GEA | EB-1622 | 202304082
ALK-000321/005 | Accuvein | G5/03/NICU
ALK-000321/006 | Accuvein | G5/03/NICU
ALK-001387/036 | Box Baby | G5/03/NICU
ALK-001260/003 | Bubble PAP Valve Medin | G5/03/NICU | MEDIN
ALK-001260/004 | Bubble PAP Valve Medin | G5/03/NICU | MEDIN
ALK-001598/001 | CPAP NLF-200A (china) | G5/03/NICU |  | NLF-200A | 2264605
ALK-001598/002 | CPAP NLF-200A (china) | G5/03/NICU |  | NLF-200A | 22031159
ALK-001598/003 | CPAP NLF-200A (china) | G5/03/NICU |  | NLF-200A | 22064615
ALK-001413/002 | CPAP SLE 1000 | G5/03/NICU | SLE | 1000 | SLE-B-05-02081
ALK-001413/003 | CPAP SLE 1000 | G5/03/NICU | SLE | 1000 | SLE-B-05-01528
ALK-001442/430 | Flowmeter oksigen (katup besi) | G5/03/NICU
ALK-001442/431 | Flowmeter oksigen (katup besi) | G5/03/NICU
ALK-001442/432 | Flowmeter oksigen (katup besi) | G5/03/NICU
ALK-001442/433 | Flowmeter oksigen (katup besi) | G5/03/NICU
ALK-001442/434 | Flowmeter oksigen (katup besi) | G5/03/NICU
ALK-001442/435 | Flowmeter oksigen (katup besi) | G5/03/NICU
ALK-001442/436 | Flowmeter oksigen (katup besi) | G5/03/NICU
ALK-001442/437 | Flowmeter oksigen (katup besi) | G5/03/NICU
ALK-001442/438 | Flowmeter oksigen (katup besi) | G5/03/NICU
ALK-001442/439 | Flowmeter oksigen (katup besi) | G5/03/NICU
ALK-001442/443 | Flowmeter oksigen (katup besi) | G5/03/NICU
ALK-001128/034 | Illuminator Single X-Ray | G5/03/NICU | ONE MED
ALK-001455/001 | Incubator transfer GEA TI-2000 | G5/03/NICU | GEA | T12000 | 36B2AA15009
ALK-000401/009 | Infant Incubator w/Cabinet | G5/03/NICU | GEA | YP-100 | O1080901023
ALK-000401/010 | Infant Incubator w/Cabinet | G5/03/NICU | GEA | YP-100 | O1080901022
ALK-000401/011 | Infant Incubator w/Cabinet | G5/03/NICU | GEA | YP-90A | O6080501020
ALK-000401/012 | Infant Incubator w/Cabinet | G5/03/NICU | GEA | YP-100 | O1080901040
ALK-000401/013 | Infant Incubator w/Cabinet | G5/03/NICU | GEA | YP-100 | O1AHZD01008
ALK-000401/014 | Infant Incubator w/Cabinet | G5/03/NICU |  | BB-100 | 2230413004
ALK-000401/015 | Infant Incubator w/Cabinet | G5/03/NICU |  | BB-100 | 2230201011
ALK-000401/016 | Infant Incubator w/Cabinet | G5/03/NICU |  | BB-100 | 2230201012
ALK-000401/017 | Infant Incubator w/Cabinet | G5/03/NICU |  | BB-100 | 2230413003
ALK-000160/010 | Infant Warmer HKN-90 Gea | G5/03/NICU | GEA | HKN-90 | 21AHAB02005
ALK-000160/011 | Infant Warmer HKN-90 Gea | G5/03/NICU | GEA | YP-90A | O6080501020
ALK-000008/122 | Infus Pump LS600 | G5/03/NICU | TERUMO | TE-112 | O911000246
ALK-000008/123 | Infus Pump LS600 | G5/03/NICU | TERUMO | TE-112 | 1401000381
ALK-000008/124 | Infus Pump LS600 | G5/03/NICU | TERUMO | TE-112 | 1402000367
ALK-000008/125 | Infus Pump LS600 | G5/03/NICU | TERUMO | TE-112 | 1312000157
ALK-000008/126 | Infus Pump LS600 | G5/03/NICU | TERUMO | TE-112 | O7020258
ALK-000008/138 | Infus Pump LS600 | G5/03/NICU | TERUMO | TE-172 | 1105000033
ALK-000008/139 | Infus Pump LS600 | G5/03/NICU | TERUMO | TE-172 | 1105000052
ALK-000008/140 | Infus Pump LS600 | G5/03/NICU | TERUMO | TE-172 | 1105000054
ALK-000008/141 | Infus Pump LS600 | G5/03/NICU | ONE MED | MP-60 | 9138 012100201
ALK-001321/001 | infus pump mindray | G5/03/NICU | MINDRAY |  | SK90404154
ALK-001112/002 | Laringscope child | G5/03/NICU | RIESTER
ALK-001112/003 | Laringscope child | G5/03/NICU | RIESTER
ALK-001306/003 | Light therapy | G5/03/NICU | SAMMEDIC | XHZ-90 | O6016979
ALK-001306/004 | Light therapy | G5/03/NICU | GEA | BT-400 | 60021
ALK-000101/001 | Nebulizer Pediatric | G5/03/NICU | FLAEM
ALK-000101/002 | Nebulizer Pediatric | G5/03/NICU | NEBTIME |  | 16040411142
ALK-001422/190 | Patient Monitor virgo 5 parameter | G5/03/NICU | NORTHER | VIRGO | I1229011
ALK-001422/191 | Patient Monitor virgo 5 parameter | G5/03/NICU | NORTHER | VIRGO | JH20210421012
ALK-000102/065 | Pulse Oxymeter | G5/03/NICU | GE | TRUSAT | FCC13510023SA
ALK-000102/067 | Pulse Oxymeter | G5/03/NICU | GE | TRUSAT | FCC075000225SA
ALK-000102/070 | Pulse Oxymeter | G5/03/NICU | GE | TRUSAT | FCC808330056SA
ALK-000102/071 | Pulse Oxymeter | G5/03/NICU | GE | TRUSAT | FCC08360024SA
ALK-000102/095 | Pulse Oxymeter | G5/03/NICU | SPIRIT | HS20A-LI | H2A2209090100086
ALK-000102/096 | Pulse Oxymeter | G5/03/NICU | SPIRIT | HS20A-LI | H2A2209090100036
ALK-000102/097 | Pulse Oxymeter | G5/03/NICU | SPIRIT | HS20A-LI | H2A2209090100089
ALK-000102/098 | Pulse Oxymeter | G5/03/NICU | SPIRIT | HS20A-LI | H2A2209090100037
ALK-000102/113 | Pulse Oxymeter | G5/03/NICU | SPIRIT | HS20A-LI | H2A2103081100087
ALK-001386/002 | Resusitator | G5/03/NICU | FORTEMIX SAFE |  | O2102911180020
ALK-001131/004 | Stetoskop Anak (Litmann) | G5/03/NICU | LITTMANN | 3M | K14G17288
ALK-001131/005 | Stetoskop Anak (Litmann) | G5/03/NICU | LITTMANN | 3M | K14G172
ALK-001131/006 | Stetoskop Anak (Litmann) | G5/03/NICU | LITTMANN | 3M | K16B16162
ALK-001131/007 | Stetoskop Anak (Litmann) | G5/03/NICU | LITTMANN | 3M | K8X25717
ALK-001131/029 | Stetoskop Anak (Litmann) | G5/03/NICU | RIESTER
ALK-000333/045 | Stetoskop Anak/Dewasa (Litmann) | G5/03/NICU
ALK-000367/010 | Suction Pump Baby | G5/03/NICU | ONE MED | OMB-18 | OO125
ALK-000367/011 | Suction Pump Baby | G5/03/NICU | ELMASIAR |  | SA0815110126
ALK-000367/013 | Suction Pump Baby | G5/03/NICU | ONE MED | 7E-C | OO317
ALK-000009/107 | Syringe Pump | G5/03/NICU | TERUMO | TE-331 | O910000278
ALK-000009/108 | Syringe Pump | G5/03/NICU | MINDRAY | SK-500 | SK-10707642
ALK-000009/109 | Syringe Pump | G5/03/NICU | TERUMO | TE-331 | O8050023
ALK-000009/110 | Syringe Pump | G5/03/NICU | TERUMO | TE-331 | 1304000117
ALK-000009/111 | Syringe Pump | G5/03/NICU | TERUMO | TE-331 | O8110240
ALK-000009/116 | Syringe Pump | G5/03/NICU | ATOM | S-1235
ALK-000009/117 | Syringe Pump | G5/03/NICU | ONE MED | MP-30 | 9135 012002100
ALK-000144/007 | Tensimeter Roda | G5/03/NICU | ONE MED
ALK-001327/025 | Termometer digital axila (omron) | G5/03/NICU | OMRON | MC-341 | 2021-10-08UF
ALK-000027/324 | Tiang Infus 2 HOOK | G5/03/NICU
ALK-000027/325 | Tiang Infus 2 HOOK | G5/03/NICU
ALK-000120/014 | Timbangan Baby | G5/03/NICU | ONEMED | DO23 IB | 10901127801
ALK-001301/008 | ventilator | G5/03/NICU | SLE | 5000 | D
ALK-001301/009 | ventilator | G5/03/NICU | HAMILTON | GALILEO | 12795
ALK-001301/010 | ventilator | G5/03/NICU | HAMILTON | GALILEO | 13263
ALK-001301/011 | ventilator | G5/03/NICU | HAMILTON | GALILEO | 13675
ALK-000988/544 | Bed Pasien | G5/03/PICU | PARAMOUNT
ALK-001801/001 | blanket warmer china | G5/03/PICU |  |  | 21012306 0010
ALK-001387/034 | Box Baby | G5/03/PICU
ALK-001387/035 | Box Baby | G5/03/PICU
ALK-001442/440 | Flowmeter oksigen (katup besi) | G5/03/PICU
ALK-001442/441 | Flowmeter oksigen (katup besi) | G5/03/PICU
ALK-001442/442 | Flowmeter oksigen (katup besi) | G5/03/PICU
ALK-001422/178 | Patient Monitor virgo 5 parameter | G5/03/PICU | NORTHERN | VIRGO | I1229001
ALK-001422/179 | Patient Monitor virgo 5 parameter | G5/03/PICU | NORTHERN | VIRGO | I1229013
ALK-001422/180 | Patient Monitor virgo 5 parameter | G5/03/PICU | NORTHERN | VIRGO | J0224006
ALK-001422/181 | Patient Monitor virgo 5 parameter | G5/03/PICU | NORTHERN | VIRGO | JH20210421004
ALK-000333/008 | Stetoskop dewasa + anak (litmann) | G5/03/PICU | LITTMANN | 3M | J2972931
ALK-000367/012 | Suction Pump Baby | G5/03/PICU | GEA | DY.1A | 17YE5337
ALK-000367/015 | Suction Pump Baby | G5/03/PICU | GEA | DYX-1A | O8-22-310
ALK-001301/012 | ventilator | G5/03/PICU | HAMILTON | GALILEO | 9698
ALK-001384/003 | bed Ginekology | G4/02/VK | MEDITRON
ALK-001384/004 | bed Ginekology | G4/02/VK | MEDITRON
ALK-001384/005 | bed Ginekology | G4/02/VK | MEDITRON
ALK-001384/006 | bed Ginekology | G4/02/VK | MEDITRON
ALK-001384/007 | bed Ginekology | G4/02/VK | MEDITRON
ALK-001384/008 | bed Ginekology | G4/02/VK | MEDITRON
ALK-001387/032 | Box Baby | G4/02/VK | MAK
ALK-001387/033 | Box Baby | G4/02/VK | MAK
ALK-000040/001 | Fetal Doppler (Bistos) | G4/02/VK | GE |  | SAS07138976 PA
ALK-000040/002 | Fetal Doppler (Bistos) | G4/02/VK | BISTOS | BT-350 | AFH 90109
ALK-000040/003 | Fetal Doppler (Bistos) | G4/02/VK | BISTOS | BT-350 | ADDC60014
ALK-000040/004 | Fetal Doppler (Bistos) | G4/02/VK | GE |  | SAS07360559 PA
ALK-000040/005 | Fetal Doppler (Bistos) | G4/02/VK | GE |  | SAS07360558 PA
ALK-001442/418 | Flowmeter oksigen (katup besi) | G4/02/VK
ALK-001442/419 | Flowmeter oksigen (katup besi) | G4/02/VK
ALK-001442/420 | Flowmeter oksigen (katup besi) | G4/02/VK
ALK-001442/421 | Flowmeter oksigen (katup besi) | G4/02/VK
ALK-001442/422 | Flowmeter oksigen (katup besi) | G4/02/VK
ALK-001442/423 | Flowmeter oksigen (katup besi) | G4/02/VK
ALK-001660/001 | incubator transfer BT-100 | G4/02/VK |  | BT-100 | 5230203003
ALK-001661/001 | infant warmer BN-100 | G4/02/VK |  | BN-100 | 1230306007
ALK-001661/002 | infant warmer BN-100 | G4/02/VK |  | BN-100 | 1230306005
ALK-000160/007 | Infant Warmer HKN-90 Gea | G4/02/VK | GEA | HKN-90 | V3/170401030
ALK-000160/008 | Infant Warmer HKN-90 Gea | G4/02/VK | GEA | HKN-90 | 21160701024
ALK-000160/009 | Infant Warmer HKN-90 Gea | G4/02/VK | GEA | HKN-90 | 22090202003
ALK-000160/012 | Infant Warmer HKN-90 Gea | G4/02/VK | GEA | HKN-90 | 21080364010
ALK-000362/008 | Lampu Examination | G4/02/VK | CHINA
ALK-000362/009 | Lampu Examination | G4/02/VK | CHINA
ALK-000362/010 | Lampu Examination | G4/02/VK | CHINA
ALK-000362/011 | Lampu Examination | G4/02/VK | CHINA
ALK-000362/012 | Lampu Examination | G4/02/VK | CHINA
ALK-000362/013 | Lampu Examination | G4/02/VK | CHINA
ALK-001454/008 | Lampu UV standing | G4/02/VK | UV LAMP TROLEY | FY-30DC
ALK-001112/001 | Laringscope child | G4/02/VK | RIESTER
ALK-000061/008 | Laringoscope Dewasa | G4/02/VK | RIESTER
ALK-000251/006 | Patient Monitor (Zondan) | G4/02/VK | FUKUDA DENSHI | DS-7100 | 50002708
ALK-001422/172 | Patient Monitor virgo 5 parameter | G4/02/VK | NORTHERN | VIRGO | I0911029
ALK-001422/173 | Patient Monitor virgo 5 parameter | G4/02/VK | NORTHERN | VIRGO | JH20210519044
ALK-001422/174 | Patient Monitor virgo 5 parameter | G4/02/VK | NORTHERN | VIRGO | JH20210421016
ALK-001422/175 | Patient Monitor virgo 5 parameter | G4/02/VK | NORTHERN | VIRGO | J0224022
ALK-001422/176 | Patient Monitor virgo 5 parameter | G4/02/VK | NORTHERN | VIRGO | J0224034
ALK-001422/177 | Patient Monitor virgo 5 parameter | G4/02/VK | NORTHERN | VIRGO | JH20210519053
ALK-000102/073 | Pulse Oxymeter | G4/02/VK | EDAN | H100B | 360101-M18503010002
ALK-000102/116 | Pulse Oxymeter | G4/02/VK | SPIRIT | HS20A | H2A2411220100049
ALK-001229/057 | Rostul | G4/02/VK
ALK-001386/004 | Resusitator | G4/02/VK
ALK-000063/012 | Stetoscope Anak/ Child | G4/02/VK | LITTMANN | 3M | L22F12477
ALK-000063/013 | Stetoscope Anak/ Child | G4/02/VK | LITTMANN | 3M | L22F12445
ALK-000063/014 | Stetoscope Anak/ Child | G4/02/VK | LITTMANN | 3M | L22F17804
ALK-000063/015 | Stetoscope Anak/ Child | G4/02/VK | LITTMANN | 3M | K13K13484
ALK-000063/016 | Stetoscope Anak/ Child | G4/02/VK | LITTMANN | 3M | 122F17756
ALK-001130/064 | Stetoskop Dewasa (Litmann) | G4/02/VK | LITTMANN | 3M
ALK-001130/065 | Stetoskop Dewasa (Litmann) | G4/02/VK | LITTMANN | 3M | 18N57989
ALK-001330/049 | Strecher w/Mattress | G4/02/VK
ALK-000367/008 | Suction Pump Baby | G4/02/VK | GEA | DY-1A | 164E5052
ALK-000172/039 | Tensimeter Klinik Wall (Riester) | G4/02/VK | RIESTER | BIG BEN ROUNT | 150622551
ALK-000172/040 | Tensimeter Klinik Wall (Riester) | G4/02/VK | RIESTER | BIG BEN ROUNT | 150622757
ALK-000027/319 | Tiang Infus 2 HOOK | G4/02/VK
ALK-000027/320 | Tiang Infus 2 HOOK | G4/02/VK
ALK-000027/321 | Tiang Infus 2 HOOK | G4/02/VK
ALK-000027/322 | Tiang Infus 2 HOOK | G4/02/VK
ALK-000027/323 | Tiang Infus 2 HOOK | G4/02/VK
ALK-000120/012 | Timbangan Baby | G4/02/VK
ALK-001655/001 | timbangan baby usia 0-100hari | G4/02/VK
ALK-000153/007 | Timbangan Dewasa Digital | G4/02/VK | SECA | 7671321004 | 17672 24082833
ALK-000988/431 | Bed Pasien | G4/02/R.I/VK | PARAMOUNT
ALK-000988/432 | Bed Pasien | G4/02/R.I/VK | PARAMOUNT
ALK-000988/433 | Bed Pasien | G4/02/R.I/VK | PARAMOUNT
ALK-000988/434 | Bed Pasien | G4/02/R.I/VK | PARAMOUNT
ALK-000988/435 | Bed Pasien | G4/02/R.I/VK | PARAMOUNT
ALK-000988/436 | Bed Pasien | G4/02/R.I/VK | PARAMOUNT
ALK-000988/437 | Bed Pasien | G4/02/R.I/VK | PARAMOUNT
ALK-000988/438 | Bed Pasien | G4/02/R.I/VK | PARAMOUNT
ALK-000988/439 | Bed Pasien | G4/02/R.I/VK | PARAMOUNT
ALK-000988/440 | Bed Pasien | G4/02/R.I/VK | PARAMOUNT
ALK-000988/441 | Bed Pasien | G4/02/R.I/VK | PARAMOUNT
ALK-000988/442 | Bed Pasien | G4/02/R.I/VK | PARAMOUNT
ALK-000988/443 | Bed Pasien | G4/02/R.I/VK | PARAMOUNT
ALK-001442/527 | Flowmeter oksigen (katup besi) | G4/02/R.I/VK
ALK-001442/528 | Flowmeter oksigen (katup besi) | G4/02/R.I/VK
ALK-001442/529 | Flowmeter oksigen (katup besi) | G4/02/R.I/VK
ALK-001442/530 | Flowmeter oksigen (katup besi) | G4/02/R.I/VK
ALK-001442/531 | Flowmeter oksigen (katup besi) | G4/02/R.I/VK
ALK-001442/532 | Flowmeter oksigen (katup besi) | G4/02/R.I/VK
ALK-001442/533 | Flowmeter oksigen (katup besi) | G4/02/R.I/VK
ALK-001442/534 | Flowmeter oksigen (katup besi) | G4/02/R.I/VK
ALK-001442/535 | Flowmeter oksigen (katup besi) | G4/02/R.I/VK
ALK-001442/536 | Flowmeter oksigen (katup besi) | G4/02/R.I/VK
ALK-001442/537 | Flowmeter oksigen (katup besi) | G4/02/R.I/VK
ALK-001442/538 | Flowmeter oksigen (katup besi) | G4/02/R.I/VK
ALK-001442/539 | Flowmeter oksigen (katup besi) | G4/02/R.I/VK
ALK-000027/405 | Tiang Infus 2 HOOK | G4/02/R.I/VK
ALK-000027/406 | Tiang Infus 2 HOOK | G4/02/R.I/VK
ALK-000027/407 | Tiang Infus 2 HOOK | G4/02/R.I/VK
ALK-000027/408 | Tiang Infus 2 HOOK | G4/02/R.I/VK
ALK-000027/409 | Tiang Infus 2 HOOK | G4/02/R.I/VK
ALK-000027/410 | Tiang Infus 2 HOOK | G4/02/R.I/VK
ALK-000027/411 | Tiang Infus 2 HOOK | G4/02/R.I/VK
ALK-000027/412 | Tiang Infus 2 HOOK | G4/02/R.I/VK
ALK-000027/413 | Tiang Infus 2 HOOK | G4/02/R.I/VK
ALK-000027/414 | Tiang Infus 2 HOOK | G4/02/R.I/VK
ALK-000027/415 | Tiang Infus 2 HOOK | G4/02/R.I/VK
ALK-000027/416 | Tiang Infus 2 HOOK | G4/02/R.I/VK
ALK-000027/417 | Tiang Infus 2 HOOK | G4/02/R.I/VK
ALK-001387/001 | Box Baby | G3/07/NEO | PARAMOUNT
ALK-001387/002 | Box Baby | G4/02/NEO | GEA
ALK-001387/003 | Box Baby | G4/02/NEO | AK HOSPITAL
ALK-001387/004 | Box Baby | G4/02/NEO | GEA
ALK-001387/005 | Box Baby | G4/02/NEO | AK HOSPITAL
ALK-001387/006 | Box Baby | G4/02/NEO | GEA
ALK-001387/007 | Box Baby | G4/02/NEO | PARAMOUNT
ALK-001387/008 | Box Baby | G4/02/NEO | GEA
ALK-001387/009 | Box Baby | G4/02/NEO | AK HOSPITAL
ALK-001387/010 | Box Baby | G3/07/NEO | PARAMOUNT
ALK-001387/011 | Box Baby | G4/02/NEO | PARAMOUNT
ALK-001387/012 | Box Baby | G4/02/NEO | PARAMOUNT
ALK-001387/013 | Box Baby | G4/02/NEO | PARAMOUNT
ALK-001387/014 | Box Baby | G3/07/NEO
ALK-001387/015 | Box Baby | G3/07/NEO
ALK-001387/016 | Box Baby | G4/02/NEO | PARAMOUNT
ALK-001387/017 | Box Baby | G4/02/NEO | GEA
ALK-001387/018 | Box Baby | G3/07/NEO | GEA
ALK-001387/019 | Box Baby | G3/07/NEO | PARAMOUNT
ALK-001387/020 | Box Baby | G4/02/NEO | GEA
ALK-001387/021 | Box Baby | G3/07/NEO | GEA
ALK-001387/022 | Box Baby | G3/07/NEO | PARAMOUNT
ALK-001387/023 | Box Baby | G4/02/NEO | GEA
ALK-001387/024 | Box Baby | G4/02/NEO | GEA
ALK-001387/025 | Box Baby | G4/02/NEO | GEA
ALK-000401/001 | Infant Incubator w/Cabinet | G4/02/NEO | GEA | YP-100 | O1080901020
ALK-000401/002 | Infant Incubator w/Cabinet | G4/02/NEO | GEA | YP-100 | O1080305013
ALK-001455/001 | Incubator Transfer | G4/02/NEO | gea | t1-2000
ALK-000362/001 | Lampu Examination | G3/07/NEO |  |  | 2005-JMI-I-AG00065
ALK-000102/011 | Pulse Oxymeter | G3/07/NEO | OXY | 9 WAVE | O2N0100252
ALK-000063/004 | Stetoscope Anak/ Child | G3/07/NEO | RIESTER
ALK-000367/007 | Suction Pump Baby | G3/07/NEO | CLIA | TC-200V | 199B-00051
ALK-001256/005 | Termometer Non Contact (Kening) | G3/07/NEO | OMRON
ALK-000120/001 | Timbangan Baby | G3/07/NEO | CHARDER |  | MFI/002/NB0
ALK-000988/001 | Bed Pasien | G3/02/ICU | Paramount
ALK-000988/002 | Bed Pasien | G3/02/ICU | Paramount
ALK-000988/003 | Bed Pasien | G3/02/ICU | Paramount
ALK-000988/004 | Bed Pasien | G3/02/ICU | Paramount
ALK-000988/005 | Bed Pasien | G3/02/ICU | Paramount
ALK-000988/006 | Bed Pasien | G3/02/ICU | Paramount
ALK-000988/007 | Bed Pasien | G3/02/ICU | Paramount
ALK-000988/008 | Bed Pasien | G3/02/ICU | Paramount
ALK-000988/009 | Bed Pasien | G3/02/ICU | Paramount
ALK-000988/010 | Bed Pasien | G3/02/ICU | Paramount
ALK-000988/144 | Bed Pasien | G3/02/ICU | Paramount
ALK-000988/422 | Bed Pasien | G3/02/ICU | Paramount
ALK-000988/430 | Bed Pasien | G3/02/ICU | Paramount
ALK-000988/519 | Bed Pasien | G3/02/ICU | Paramount
ALK-000988/594 | Bed Pasien | G3/02/ICU | Paramount
ALK-000988/595 | Bed Pasien | G3/02/ICU | Paramount
ALK-000988/596 | Bed Pasien | G3/02/ICU | Paramount
ALK-000988/597 | Bed Pasien | G3/02/ICU | Paramount
ALK-000988/598 | Bed Pasien | G3/02/ICU | Paramount
ALK-000988/599 | Bed Pasien | G3/02/ICU | Paramount
ALK-000988/600 | Bed Pasien | G3/02/ICU | Paramount
ALK-000180/001 | Bedpan Washer Manual | G3/02/ICU | At-os
ALK-001801/002 | blanket warmer china | G3/02/ICU | Cina
ALK-001456/001 | CRRT Machine nikkiso-jerman | G3/02/ICU | NIKKISO | AQUARIUS | 7694
ALK-001300/001 | Defibilator/DC-Shock | G3/02/ICU | GE | 7E-C | 00970
ALK-001442/541 | Flowmeter oksigen (katup besi) | G3/02/ICU
ALK-001442/542 | Flowmeter oksigen (katup besi) | G3/02/ICU
ALK-001442/543 | Flowmeter oksigen (katup besi) | G3/02/ICU
ALK-001442/544 | Flowmeter oksigen (katup besi) | G3/02/ICU
ALK-001442/545 | Flowmeter oksigen (katup besi) | G3/02/ICU
ALK-001442/546 | Flowmeter oksigen (katup besi) | G3/02/ICU
ALK-001442/547 | Flowmeter oksigen (katup besi) | G3/02/ICU
ALK-001442/548 | Flowmeter oksigen (katup besi) | G3/02/ICU
ALK-001442/549 | Flowmeter oksigen (katup besi) | G3/02/ICU
ALK-001442/550 | Flowmeter oksigen (katup besi) | G3/02/ICU
ALK-001442/551 | Flowmeter oksigen (katup besi) | G3/02/ICU
ALK-001442/552 | Flowmeter oksigen (katup besi) | G3/02/ICU
ALK-001442/553 | Flowmeter oksigen (katup besi) | G3/02/ICU
ALK-001442/554 | Flowmeter oksigen (katup besi) | G3/02/ICU
ALK-001442/555 | Flowmeter oksigen (katup besi) | G3/02/ICU
ALK-001442/556 | Flowmeter oksigen (katup besi) | G3/02/ICU
ALK-001442/557 | Flowmeter oksigen (katup besi) | G3/02/ICU
ALK-001442/558 | Flowmeter oksigen (katup besi) | G3/02/ICU
ALK-001442/559 | Flowmeter oksigen (katup besi) | G3/02/ICU
ALK-001442/560 | Flowmeter oksigen (katup besi) | G3/02/ICU
ALK-001442/561 | Flowmeter oksigen (katup besi) | G3/02/ICU
ALK-001462/007 | High flow Nasal Canul Therapy (HFNC) | G3/02/ICU | fisher |  | 2105192 76476
ALK-001129/001 | Illuminator Double X-Ray | G3/02/ICU | S Kian | XR2 | 06468
ALK-001129/018 | Illuminator Double X-Ray | G3/02/ICU | Cina |  | 13932874038
ALK-000008/029 | Infus Pump LS600 | G3/02/ICU | Terumo | TE-112 | 1303000112
ALK-000008/030 | Infus Pump LS600 | G3/02/ICU | Braun |  | 8712379
ALK-000008/031 | Infus Pump LS600 | G3/02/ICU | Terumo | TE-172 | 08110006
ALK-000008/032 | Infus Pump LS600 | G3/02/ICU | Terumo | TE-112 | 1401000464
ALK-000008/033 | Infus Pump LS600 | G3/02/ICU | Terumo | TE-112 | 1401000396
ALK-000008/034 | Infus Pump LS600 | G3/02/ICU | Terumo | TE-112 | 1303000116
ALK-000008/035 | Infus Pump LS600 | G3/02/ICU | Terumo | TE-112 | 1001000115
ALK-000008/036 | Infus Pump LS600 | G3/02/ICU | Terumo | TE-112 | 1401000447
ALK-000008/037 | Infus Pump LS600 | G3/02/ICU | Terumo | TE-112 | 1312000220
ALK-000008/038 | Infus Pump LS600 | G3/02/ICU | Terumo | TE-112 | 0911000244
ALK-000008/039 | Infus Pump LS600 | G3/02/ICU | Terumo | TE-112 | 09030230
ALK-000008/110 | Infus Pump LS600 | G3/02/ICU | Terumo | LF-600 | 1604010087
ALK-000008/111 | Infus Pump LS600 | G3/02/ICU | Terumo | LF-600 | 1607010127
ALK-000008/112 | Infus Pump LS600 | G3/02/ICU | Terumo | LF-600 | 1604010062
ALK-000008/119 | Infus Pump LS600 | G3/02/ICU | Terumo | LF-600 | 1604010097
ALK-000008/120 | Infus Pump LS600 | G3/02/ICU | Terumo | LF-600 | 1604010080
ALK-000008/121 | Infus Pump LS600 | G3/02/ICU | Terumo | LF-600 | 1604010056
ALK-000008/128 | Infus Pump LS600 | G3/02/ICU | Terumo | LF-600 | 1607010132
ALK-000008/129 | Infus Pump LS600 | G3/02/ICU | Mindray | VP5 Ex | SK-90402617
ALK-000008/130 | Infus Pump LS600 | G3/02/ICU | Mindray | VP5 Ex | SK-90403359
ALK-000362/015 | Lampu Examination | G3/02/ICU | GEA | L-751 | 791756
ALK-000081/001 | Mesin ECG MAC 1200 | G3/02/ICU | GE | MAC 1200ST | 550050722
ALK-000081/006 | Mesin ECG MAC 1200 | G3/02/ICU | Fukuda | Denshi | 50000823
ALK-000372/004 | Nebulizer system compressor | G3/02/ICU | OMRON | NE-C28
ALK-001422/007 | Patient Monitor virgo 5 parameter | G3/02/ICU | Northern | Virgo | JH20210421008
ALK-001422/009 | Patient Monitor virgo 5 parameter | G3/02/ICU | Northern | Virgo | I0911005
ALK-001422/025 | Patient Monitor virgo 5 parameter | G3/02/ICU | Northern | Virgo | I0911028
ALK-001422/026 | Patient Monitor virgo 5 parameter | G3/02/ICU | Northern | Virgo | I0911030
ALK-001422/057 | Patient Monitor virgo 5 parameter | G3/02/ICU | Northern | Virgo | J0224004
ALK-001422/058 | Patient Monitor virgo 5 parameter | G3/02/ICU | Northern | Virgo | J0224013
ALK-001422/069 | Patient Monitor virgo 5 parameter | G3/02/ICU | Northern | Virgo | J0224032
ALK-001422/070 | Patient Monitor virgo 5 parameter | G3/02/ICU | Northern | Virgo | J0224026
ALK-001422/071 | Patient Monitor virgo 5 parameter | G3/02/ICU | Northern | Virgo | J0224027
ALK-001422/072 | Patient Monitor virgo 5 parameter | G3/02/ICU | Northern | Virgo | J0224033
ALK-001422/076 | Patient Monitor virgo 5 parameter | G3/02/ICU | Northern | Virgo | J0224032
ALK-001422/078 | Patient Monitor virgo 5 parameter | G3/02/ICU | Northern | Virgo | J0224016
ALK-001422/083 | Patient Monitor virgo 5 parameter | G3/02/ICU | Northern | Virgo | JH20210421011
ALK-001422/085 | Patient Monitor virgo 5 parameter | G3/02/ICU | Northern | Virgo | JH20210421009
ALK-001422/087 | Patient Monitor virgo 5 parameter | G3/02/ICU | Northern | Virgo | I0911007
ALK-001422/101 | Patient Monitor virgo 5 parameter | G3/02/ICU | Northern | Virgo | JH20210421029
ALK-001422/109 | Patient Monitor virgo 5 parameter | G3/02/ICU | Northern | Virgo | JH20210421023
ALK-001422/111 | Patient Monitor virgo 5 parameter | G3/02/ICU | Northern | Virgo | JH20210421027
ALK-001422/112 | Patient Monitor virgo 5 parameter | G3/02/ICU | Northern | Virgo | JH20210421024
ALK-001422/117 | Patient Monitor virgo 5 parameter | G3/02/ICU | Northern | Virgo | JH20210421013
ALK-001422/128 | Patient Monitor virgo 5 parameter | G3/02/ICU | Northern | Virgo | JH20210421037
ALK-000102/014 | Pulse Oxymeter | G3/02/ICU | nonin | 2120 | 129001173
ALK-000102/059 | Pulse Oxymeter | G3/02/ICU | spirit | HS20A-LI | H2AL2103081100023
ALK-000102/101 | Pulse Oxymeter | G3/02/ICU | General Care | yx102 | 2309006846
ALK-000807/002 | Stetoscope Sensitif Erka 2 membrane Black | G3/02/ICU | ERKA | CLI
ALK-000807/001 | Stetoscope Sensitif Erka 2 membrane Black | G3/02/ICU | ERKA | CLI
ALK-000333/021 | Stetoskop dewasa + anak (litmann) | G3/02/ICU | Litmann | Classic | J21K513367
ALK-000333/022 | Stetoskop dewasa + anak (litmann) | G3/02/ICU | Litmann | Classic | J20H965919
ALK-000333/023 | Stetoskop dewasa + anak (litmann) | G3/02/ICU | Litmann | Classic | J221874135
ALK-000333/024 | Stetoskop dewasa + anak (litmann) | G3/02/ICU | Litmann | Classic | I15B30091
ALK-001139/005 | Suction Pump Dewasa | G3/02/ICU | SMIC | YBDX-23B | 21603702506
ALK-001139/009 | Suction Pump Dewasa | G3/02/ICU | Onemed | Hivo | 0317097
ALK-001139/010 | Suction Pump Dewasa | G3/02/ICU | SMIC | YBDX-23B | MD20691916
ALK-001139/011 | Suction Pump Dewasa | G3/02/ICU | Minic-S | SHIN-EL | 08032324
ALK-001139/012 | Suction Pump Dewasa | G3/02/ICU | SMIC | YBDX-23B | 21603202506
ALK-001139/013 | Suction Pump Dewasa | G3/02/ICU | Minic-S | MMC-1500SDX | 0803232U
ALK-001139/014 | Suction Pump Dewasa | G3/02/ICU | SMIC | YBDX-23B | MD20691916
ALK-001139/015 | Suction Pump Dewasa | G3/02/ICU | Seraphina | SrnE-AKII | 10100003
ALK-001139/016 | Suction Pump Dewasa | G3/02/ICU | SMIC | YBDX-23B | 21603702506
ALK-001613/005 | Suction Pump Surgical 7A-23B (Onemed) | G3/02/ICU | Onemed | 7E-C | 00969
ALK-001613/006 | Suction Pump Surgical 7A-23B (Onemed) | G3/02/ICU | Onemed | 7E-C | 00008
ALK-001613/007 | Suction Pump Surgical 7A-23B (Onemed) | G3/02/ICU | Onemed | 7E-C | 00970
ALK-001613/008 | Suction Pump Surgical 7A-23B (Onemed) | G3/02/ICU | Onemed | 7E-C | 00060
ALK-000880/010 | Suction pump TAF Dream 2 tabung | G3/02/ICU | Tafdream | KS-100 | 1201004
ALK-000880/011 | Suction pump TAF Dream 2 tabung | G3/02/ICU | Tafdream | KS-100 | 0912012
ALK-000099/002 | Suction Unit SB-6III | G3/02/ICU | Acoma | SB-6111 | 141920958
ALK-000009/018 | Syringe Pump | G3/02/ICU | Terumo | TE-331 | 09050162
ALK-000009/019 | Syringe Pump | G3/02/ICU | Terumo | TE-331 | 09050403
ALK-000009/020 | Syringe Pump | G3/02/ICU | Terumo | TE-331 | 1304000036
ALK-000009/021 | Syringe Pump | G3/02/ICU | Terumo | TE-331 | 1001000080
ALK-000009/022 | Syringe Pump | G3/02/ICU | Terumo | TE-331 | 1001000079
ALK-000009/023 | Syringe Pump | G3/02/ICU | Terumo | TE-331 | 1304000115
ALK-000009/024 | Syringe Pump | G3/02/ICU | Terumo | TE-331 | 09030118
ALK-000009/025 | Syringe Pump | G3/02/ICU | Terumo | TE-331 | 09050172
ALK-000009/026 | Syringe Pump | G3/02/ICU | Terumo | TE-331 | 1304000029
ALK-000009/027 | Syringe Pump | G3/02/ICU | Terumo | TE-331 | 1302000363
ALK-000009/028 | Syringe Pump | G3/02/ICU | Terumo | TE-331 | 1304000151
ALK-000009/029 | Syringe Pump | G3/02/ICU | Terumo | TE-331 | 08120211
ALK-000009/030 | Syringe Pump | G3/02/ICU | Terumo | TE-331 | 0910000555
ALK-000009/031 | Syringe Pump | G3/02/ICU | Terumo | TE-331 | 1005000197
ALK-000009/032 | Syringe Pump | G3/02/ICU | Terumo | TE-331 | 1005000641
ALK-000009/033 | Syringe Pump | G3/02/ICU | Terumo | TE-331 | 09040044
ALK-000009/034 | Syringe Pump | G3/02/ICU | Terumo | TE-331 | 08110123
ALK-000009/035 | Syringe Pump | G3/02/ICU | Alaris | GH | 800207765
ALK-000009/037 | Syringe Pump | G3/02/ICU | Atom | S-1235 | 2390329
ALK-000009/038 | Syringe Pump | G3/02/ICU | Atom | S-1235 | 230356
ALK-000009/039 | Syringe Pump | G3/02/ICU | Atom | S-1235 | 2480795
ALK-000009/040 | Syringe Pump | G3/02/ICU | Atom | S-1235 | 2480799
ALK-000009/041 | Syringe Pump | G3/02/ICU | Atom | S-1235 | 23103562 480799
ALK-000009/050 | Syringe Pump | G3/02/ICU | Terumo | TE-730 | 2011010036
ALK-000009/051 | Syringe Pump | G3/02/ICU | Terumo | TE-730 | 2011010032
ALK-000009/052 | Syringe Pump | G3/02/ICU | Terumo | TE-730 | 2011010026
ALK-000009/053 | Syringe Pump | G3/02/ICU | Terumo | te-730
ALK-000009/054 | Syringe Pump | G3/02/ICU | Terumo | TE-730 | 2011010037
ALK-000009/101 | Syringe Pump | G3/02/ICU | Terumo | TE-331 | 1302000345
ALK-000009/102 | Syringe Pump | G3/02/ICU | Terumo | TE-331 | 1602000007
ALK-000009/103 | Syringe Pump | G3/02/ICU | Mindray | SP5-Ex | SK-90501637
ALK-000009/104 | Syringe Pump | G3/02/ICU | Terumo | TE-331 | 1411000089
ALK-000009/105 | Syringe Pump | G3/02/ICU | Mindray | SP5-Ex | SK-90404351
ALK-000009/106 | Syringe Pump | G3/02/ICU | Mindray | SP5-Ex | SK-90408108
ALK-000009/113 | Syringe Pump | G3/02/ICU | Terumo | TE-331 | 1602000009
ALK-000009/119 | Syringe Pump | G3/02/ICU | Terumo | TE-331 | 08110235
ALK-000009/120 | Syringe Pump | G3/02/ICU | Terumo | TE-331 | 1411000005
ALK-001327/024 | Termometer digital axila (omron) | G3/02/ICU | Thermo One | Alpha 1
ALK-001256/033 | Termometer Non Contact (Kening) | G3/02/ICU | OMRON
ALK-001256/053 | Termometer Non Contact (Kening) | G3/02/ICU | YUWELL
ALK-000027/227 | Tiang Infus 2 HOOK | G3/02/ICU
ALK-000027/228 | Tiang Infus 2 HOOK | G3/02/ICU
ALK-000027/229 | Tiang Infus 2 HOOK | G3/02/ICU
ALK-000027/230 | Tiang Infus 2 HOOK | G3/02/ICU
ALK-000027/231 | Tiang Infus 2 HOOK | G3/02/ICU
ALK-000027/232 | Tiang Infus 2 HOOK | G3/02/ICU
ALK-000027/233 | Tiang Infus 2 HOOK | G3/02/ICU
ALK-000027/234 | Tiang Infus 2 HOOK | G3/02/ICU
ALK-000027/235 | Tiang Infus 2 HOOK | G3/02/ICU
ALK-000027/236 | Tiang Infus 2 HOOK | G3/02/ICU
ALK-000027/237 | Tiang Infus 2 HOOK | G3/02/ICU
ALK-000027/238 | Tiang Infus 2 HOOK | G3/02/ICU
ALK-000027/239 | Tiang Infus 2 HOOK | G3/02/ICU
ALK-000027/240 | Tiang Infus 2 HOOK | G3/02/ICU
ALK-000027/241 | Tiang Infus 2 HOOK | G3/02/ICU
ALK-000027/242 | Tiang Infus 2 HOOK | G3/02/ICU
ALK-000027/243 | Tiang Infus 2 HOOK | G3/02/ICU
ALK-000027/244 | Tiang Infus 2 HOOK | G3/02/ICU
ALK-000027/245 | Tiang Infus 2 HOOK | G3/02/ICU
ALK-000027/246 | Tiang Infus 2 HOOK | G3/02/ICU
ALK-000027/247 | Tiang Infus 2 HOOK | G3/02/ICU
ALK-001301/002 | ventilator | G3/02/ICU | Hamilton | C2 | 7651
ALK-001301/003 | ventilator | G3/02/ICU | Monnal | T75 | MT75-00236
ALK-001301/006 | ventilator | G3/02/ICU | Hamilton | C2 | 1115
ALK-001436/001 | Ventilator Hamilton T1 | G3/02/ICU | Hamilton | T1 | 17978
ALK-001436/002 | Ventilator Hamilton T1 | G3/02/ICU | Hamilton | T1 | 16967
ALK-001436/003 | Ventilator Hamilton T1 | G3/02/ICU | Hamilton | T1 | 17981
ALK-001436/004 | Ventilator Hamilton T1 | G3/02/ICU | Hamilton | T1 | 19585
ALK-001436/005 | Ventilator Hamilton T1 | G3/02/ICU | Hamilton | T1 | 19712
ALK-001436/006 | Ventilator Hamilton T1 | G3/02/ICU | Hamilton | T1 | 19587
ALK-001436/007 | Ventilator Hamilton T1 | G3/02/ICU | Hamilton | T1 | 19684
ALK-001436/008 | Ventilator Hamilton T1 | G3/02/ICU | Hamilton | T1 | 19697
ALK-001466/001 | Ventilator mindray synovent E5 | G3/02/ICU | Mindray | Synovent E5 | EE-08005691
ALK-001466/002 | Ventilator mindray synovent E5 | G3/02/ICU | Mindray | Synovent E5 | EE-08005687
ALK-001466/003 | Ventilator mindray synovent E5 | G3/02/ICU | Mindray | Synovent E5 | EE-08005698
ALK-001466/004 | Ventilator mindray synovent E5 | G3/02/ICU | Mindray | Synovent E5 | EE-08005598
ALK-001466/005 | Ventilator mindray synovent E5 | G3/02/ICU | Mindray | Synovent E5 | EE-08005599
ALK-001466/006 | Ventilator mindray synovent E5 | G3/02/ICU | Mindray | Synovent E5 | EE-0800
ALK-001466/007 | Ventilator mindray synovent E5 | G3/02/ICU | Mindray | Synovent E5 | EE-08005591
ALK-001466/008 | Ventilator mindray synovent E5 | G3/02/ICU | Mindray | Synovent E5 | EE-08005595
ALK-001466/009 | Ventilator mindray synovent E5 | G3/02/ICU | Mindray | Synovent E5 | EE-08005589
ALK-001466/010 | Ventilator mindray synovent E5 | G3/02/ICU | Mindray | Synovent E5 | EE-08005600
ALK-001439/001 | Ventilator Type CRIUS v6 (3 in 1) | G3/02/ICU | Northern | Crius v6 | V6-I10803036
ALK-001439/002 | Ventilator Type CRIUS v6 (3 in 1) | G3/02/ICU | Northern | Crius v6 | V6-I07310030
ALK-001439/003 | Ventilator Type CRIUS v6 (3 in 1) | G3/02/ICU | Northern | Crius v6 | V6-I0804031
ALK-000088/001 | Blanket (Norm O Therm) | G1/02/IBS | Norm-O-Temp | CSZ | 193-147041
ALK-000088/005 | Blanket (Norm O Therm) | G1/02/IBS | Cina |  | .210123060005
ALK-001801/003 | blanket warmer china | G1/02/IBS | Cina |  | .210123060008
ALK-001801/005 | blanket warmer china | G1/02/IBS | equator |  | 510000910
ALK-001801/006 | blanket warmer china | G1/02/IBS | Cina |  | 21 0123060006
ALK-001801/007 | blanket warmer china | G1/02/IBS | Cina |  | 21 0123060004
ALK-001390/001 | C-arm | G1/02/IBS | Philips | Zenitionlo | 96
ALK-001390/003 | C-arm | G1/02/IBS | Philips | Zenitionlo | 105
ALK-001308/002 | Endoscopy | G1/02/IBS | joimex
| mesin esu | G1/02/IBS | unitech | unt-es10 | oo1
ALK-001308/003 | Endoscopy | G1/02/IBS | conmed
| lithotripsi oneumatik |  | richard wolf | litho clast
ALK-001308/004 | Endoscopy | G1/02/IBS | conmed
| artroskopi |  | ackerman | 16-2040 | 187
| litrotripsi digital |  | ark | litho med digital | 1000406
ALK-001442/011 | Flowmeter oksigen (katup besi) | G1/02/IBS (Persiapan 1)
ALK-001442/012 | Flowmeter oksigen (katup besi) | G1/02/IBS (Persiapan 2)
ALK-001442/013 | Flowmeter oksigen (katup besi) | G1/02/IBS (Persiapan 3)
ALK-001442/014 | Flowmeter oksigen (katup besi) | G1/02/IBS (Pemulihan)
ALK-001442/015 | Flowmeter oksigen (katup besi) | G1/02/IBS (Pemulihan)
ALK-001442/016 | Flowmeter oksigen (katup besi) | G1/02/IBS (Pemulihan)
ALK-001442/017 | Flowmeter oksigen (katup besi) | G1/02/IBS (Pemulihan)
ALK-001442/018 | Flowmeter oksigen (katup besi) | G1/02/IBS (Pemulihan)
ALK-001442/424 | Flowmeter oksigen (katup besi) | G1/02/IBS (Pemulihan)
ALK-001442/427 | Flowmeter oksigen (katup besi) | G1/02/IBS
ALK-001442/584 | Flowmeter oksigen (katup besi) | G1/02/IBS (Persiapan 4)
ALK-001442/585 | Flowmeter oksigen (katup besi) | G1/02/IBS (Persiapan 5)
ALK-001442/586 | Flowmeter oksigen (katup besi) | G1/02/IBS (Persiapan 6)
ALK-001304/001 | Glide scope | G1/02/IBS | Glide Scope | GVL | PM085240
ALK-001129/002 | Illuminator Double X-Ray | G1/02/IBS
ALK-001129/003 | Illuminator Double X-Ray | G1/02/IBS
ALK-001129/019 | Illuminator Double X-Ray | G1/02/IBS | Cina
ALK-001129/020 | Illuminator Double X-Ray | G1/02/IBS | Cina
ALK-001129/021 | Illuminator Double X-Ray | G1/02/IBS | Cina
ALK-001129/022 | Illuminator Double X-Ray | G1/02/IBS | Cina
ALK-001129/022 | Illuminator Double X-Ray | G1/02/IBS | Cina
ALK-001129/023 | Illuminator Double X-Ray | G1/02/IBS | Cina
ALK-001661/003 | infant warmer BN-100 | G1/02/IBS
ALK-000160/006 | Infant Warmer HKN-90 Gea | G1/02/IBS | GEA | HKN-90 | V3/170601002
ALK-000318/001 | Lampu Operasi | G1/02/IBS | Cina
ALK-000318/002 | Lampu Operasi | G1/02/IBS | Cina
ALK-000318/003 | Lampu Operasi | G1/02/IBS | Cina
ALK-000318/008 | Lampu Operasi | G1/02/IBS | Cina
ALK-000318/009 | Lampu Operasi | G1/02/IBS | Cina
ALK-000775/002 | Lampu Operasi 1 Bola | G1/02/IBS | Don Jin | Medical | 22
ALK-001307/001 | Laparoscopy | G1/02/IBS | Ackermann
ALK-000061/003 | Laringoscope Dewasa | G1/02/IBS | Riester
ALK-000470/001 | Meja Operasi | G1/02/IBS
ALK-000470/002 | Meja Operasi | G1/02/IBS | Mindray | HyBase 6100
ALK-000470/003 | Meja Operasi | G1/02/IBS
ALK-000470/006 | Meja Operasi | G1/02/IBS
ALK-000470/007 | Meja Operasi | G1/02/IBS
ALK-001814/001 | Mesin anestesi S6100 | G1/02/IBS | Cina | S6100 | M6289227
ALK-001814/002 | Mesin anestesi S6100 | G1/02/IBS | Cina | S6100
ALK-001688/001 | Mesin anesthesi northerm | G1/02/IBS | Northern | A Has N5 | NZ2021113002
ALK-0012670/001 | Mesin Anesthesi tanpa Vaporizer | G1/02/IBS | Datex | S/5 Aspire | 00777
ALK-0012670/002 | Mesin Anesthesi tanpa Vaporizer | G1/02/IBS | GE | Datex | 54254
ALK-0012670/003 | Mesin Anesthesi tanpa Vaporizer | G1/02/IBS | Drager | Primus | ACEL-0210
ALK-001305/002 | mesin ESU | G1/02/IBS | Excell | 350MCDS | 641283
ALK-001305/003 | mesin ESU | G1/02/IBS | Tekno | Torn 211 | 1115-03108
ALK-001305/004 | mesin ESU | G1/02/IBS | DocTanz | 400 | A03CLBK0742
ALK-001305/005 | mesin ESU | G1/02/IBS | DocTanz | 400 | Z40A14030100
ALK-001305/006 | mesin ESU | G1/02/IBS | conmed | EDGE | 2021511456
ALK-001305/007 | mesin ESU | G1/02/IBS | breenland | RFS-400 DK | R2208002
ALK-000082/002 | Microscope (Olympus) | G1/02/IBS | Tagaki | om-9 | 2013771
ALK-000082/003 | Microscope (Olympus) | G1/02/IBS | Zeiss | Tivato 700 | 6643143507
ALK-001421/003 | Patient Monitor 10" mindray | G1/02/IBS | Mindray | UMEC 10 | KN-83020986
ALK-001315/010 | Patient monitor B650 | G1/02/IBS | GE | B650 | SEW131001504A
ALK-001315/011 | Patient monitor B650 | G1/02/IBS | Zondan | ZD120D | CBHR151494
ALK-001315/012 | Patient monitor B650 | G1/02/IBS | GE | B20 | 14060567KIA
ALK-001315/017 | Patient monitor B650 | G1/02/IBS | GE | B20 | SGF-14060511WA
ALK-001315/018 | Patient monitor B650 | G1/02/IBS | GE | B650-01 | SEW13016293HN
ALK-000249/001 | Patient Monitor IMEC 12" Mindray | G1/02/IBS | Mindray | I Mec 12 | EV-2A003138
ALK-000388/004 | Patient Monitor IMEC 8" Mindray | G1/02/IBS | Mindray | MEC-1000 | AQ-44205950
ALK-000097/021 | Patient Monitor MEC 1000 (Mindray) | G1/02/IBS | Mindray | MEC-1000 | AQ-84110927
ALK-000097/022 | Patient Monitor MEC 1000 (Mindray) | G1/02/IBS | Mindray | MEC-1000 | AQ-13151190
ALK-000097/023 | Patient Monitor MEC 1000 (Mindray) | G1/02/IBS | Mindray | MEC-1000 | AQ-44205950
ALK-001344/001 | Patient monitor Taurus B | G1/02/IBS | Contec | CMS 8000 | 23040700060
ALK-001344/002 | Patient monitor Taurus B | G1/02/IBS | Fukuda | DS-7100
ALK-001344/003 | Patient monitor Taurus B | G1/02/IBS | Philips | MP2
ALK-001344/004 | Patient monitor Taurus B | G1/02/IBS | Mediana | LuCon | 001
ALK-001344/005 | Patient monitor Taurus B | G1/02/IBS | Northern | Taurus | E201032
ALK-001422/182 | Patient Monitor virgo 5 parameter | G1/02/IBS | Northern | Virgo | I1229005
ALK-001422/183 | Patient Monitor virgo 5 parameter | G1/02/IBS | Northern | Virgo | I0911025
ALK-001422/184 | Patient Monitor virgo 5 parameter | G1/02/IBS | Northern | Virgo | 1229020
ALK-000404/001 | Phaco Tip (Katarak) | G1/02/IBS | NIDEK | CV-900R | 91183
ALK-000102/008 | Pulse Oxymeter | G1/02/IBS | EDAN | H100 B | J60101-M1850029002
ALK-000102/117 | Pulse Oxymeter | G1/02/IBS | SPIRIT | HS20A | H2A424112201000095
ALK-001505/001 | Radio frequency | G1/02/IBS | INOMED | LG2 | AA5A26007
ALK-001242/001 | Sterilisator 42 cm | G1/02/IBS | GEA
ALK-000807/003 | Stetoscope Sensitif Erka 2 membrane Black | G1/02/IBS | ERKA
ALK-000333/033 | Stetoskop dewasa + anak (litmann) | G1/02/IBS | Litmann | Classic | J23J536727
ALK-000333/034 | Stetoskop dewasa + anak (litmann) | G1/02/IBS | Litmann | Classic II | J23J536824
ALK-000333/035 | Stetoskop dewasa + anak (litmann) | G1/02/IBS | Litmann | Classic II | 18P57184
ALK-000333/036 | Stetoskop dewasa + anak (litmann) | G1/02/IBS | Litmann | Classic II | J23J536722
ALK-001330/013 | Strecher w/Mattress | G1/02/IBS
ALK-001330/014 | Strecher w/Mattress | G1/02/IBS
ALK-001330/015 | Strecher w/Mattress | G1/02/IBS
ALK-001330/016 | Strecher w/Mattress | G1/02/IBS
ALK-001330/017 | Strecher w/Mattress | G1/02/IBS
ALK-001330/018 | Strecher w/Mattress | G1/02/IBS
ALK-001330/055 | Strecher w/Mattress | G1/02/IBS (PERSIAPAN)
ALK-001330/056 | Strecher w/Mattress | G1/02/IBS (PERSIAPAN)
ALK-001330/057 | Strecher w/Mattress | G1/02/IBS (PERSIAPAN)
ALK-001330/058 | Strecher w/Mattress | G1/02/IBS (PERSIAPAN)
ALK-001330/059 | Strecher w/Mattress | G1/02/IBS (PERSIAPAN)
ALK-001330/060 | Strecher w/Mattress | G1/02/IBS (PERSIAPAN)
ALK-000367/006 | Suction Pump Baby | G1/02/IBS | GEA | DY-LA
ALK-000367/009 | Suction Pump Baby | G1/02/IBS
ALK-001139/018 | Suction Pump Dewasa | G1/02/IBS | SMIC | YBDX-23B | 105
ALK-001139/020 | Suction Pump Dewasa | G1/02/IBS | SMIC | YBDX-23B
ALK-001613/009 | Suction Pump Surgical 7A-23B (Onemed) | G1/02/IBS | Onemed | HiVo | 010-19-033
ALK-000880/004 | Suction pump TAF Dream 2 tabung | G1/02/IBS | TafDream | KS-100 | 1201006
ALK-000880/005 | Suction pump TAF Dream 2 tabung | G1/02/IBS | Onemed | HIVO | D4-17-012
ALK-000880/012 | Suction pump TAF Dream 2 tabung | G1/02/IBS | TAFF DREAM | KS-100 | 1201012
ALK-000423/042 | Tensi Digital | G1/02/IBS | General Care | LD-582 | 2158200610
ALK-001256/041 | Termometer Non Contact (Kening) | G1/02/IBS | LAICA | TH3302 | 8013001
ALK-001256/047 | Termometer Non Contact (Kening) | G1/02/IBS
ALK-001391/001 | Thorax Pump | G1/02/IBS | CHESTE | CS-5000
ALK-001391/002 | Thorax Pump | G1/02/IBS | CHESTE | CS-5000
ALK-001391/003 | Thorax Pump | G1/02/IBS | CHESTE | CS-5000
ALK-001391/004 | Thorax Pump | G1/02/IBS | TELEFLEX | PLEUR-EVAC | A-8000-001
ALK-001391/005 | Thorax Pump | G1/02/IBS | CONSTAN | 1400
ALK-001391/006 | Thorax Pump | G1/02/IBS
ALK-001391/007 | Thorax Pump | G1/02/IBS | CONSTAN | 1400
ALK-000027/454 | Tiang Infus 2 HOOK | G1/02/IBS
ALK-000027/455 | Tiang Infus 2 HOOK | G1/02/IBS
ALK-000027/456 | Tiang Infus 2 HOOK | G1/02/IBS
ALK-000027/457 | Tiang Infus 2 HOOK | G1/02/IBS
ALK-000027/458 | Tiang Infus 2 HOOK | G1/02/IBS
ALK-000027/459 | Tiang Infus 2 HOOK | G1/02/IBS
ALK-000027/460 | Tiang Infus 2 HOOK | G1/02/IBS
ALK-000027/461 | Tiang Infus 2 HOOK | G1/02/IBS
ALK-000027/462 | Tiang Infus 2 HOOK | G1/02/IBS
ALK-000027/463 | Tiang Infus 2 HOOK | G1/02/IBS
ALK-000027/464 | Tiang Infus 2 HOOK | G1/02/IBS
ALK-000027/465 | Tiang Infus 2 HOOK | G1/02/IBS
ALK-000027/466 | Tiang Infus 2 HOOK | G1/02/IBS
ALK-000027/467 | Tiang Infus 2 HOOK | G1/02/IBS
ALK-000027/468 | Tiang Infus 2 HOOK | G1/02/IBS
ALK-000027/469 | Tiang Infus 2 HOOK | G1/02/IBS
ALK-000027/470 | Tiang Infus 2 HOOK | G1/02/IBS
ALK-000027/471 | Tiang Infus 2 HOOK | G1/02/IBS
ALK-000027/472 | Tiang Infus 2 HOOK | G1/02/IBS
ALK-000027/473 | Tiang Infus 2 HOOK | G1/02/IBS
ALK-000027/474 | Tiang Infus 2 HOOK | G1/02/IBS
ALK-000027/475 | Tiang Infus 2 HOOK | G1/02/IBS
ALK-000027/476 | Tiang Infus 2 HOOK | G1/02/IBS
ALK-000027/477 | Tiang Infus 2 HOOK | G1/02/IBS
ALK-000027/478 | Tiang Infus 2 HOOK | G1/02/IBS
ALK-000027/479 | Tiang Infus 2 HOOK | G1/02/IBS
ALK-000027/480 | Tiang Infus 2 HOOK | G1/02/IBS
ALK-000120/006 | Timbangan Baby | G1/02/IBS | LAICA | BF2051 | PP0-8082101
ALK-001655/002 | timbangan baby usia 0-100hari | G1/02/IBS | CINA
ALK-001251/006 | Timbangan Badan kecil | G1/02/IBS | LAICA
ALK-000988/327 | Bed Pasien | G3/03/ENDOS | PARAMOUNT BED | TC1-T4MA-3 | 20201023 0928
ALK-000988/366 | Bed Pasien | G3/03/ENDOS | HOMED |  | H3825640109
ALK-000988/353 | Bed Pasien | G4/03/ENDOS
ALK-001308/001 | Endoscopy | G3/03/ENDOS | FUJINON FUJIFILM | CC-500 | 1V564K174
ALK-001442/587 | Flowmeter oksigen (katup besi) | G3/03/ENDOS | HIRO
ALK-001442/588 | Flowmeter oksigen (katup besi) | G3/03/ENDOS | HIRO
ALK-001442/590 | Flowmeter oksigen (katup besi) | G4/03/ENDOS
ALK-001128/046 | Illuminator Single X-Ray | G3/03/ENDOS | ONE MED | healt care
ALK-000061/004 | Laringoscope Dewasa | G3/03/ENDOS | Riester
ALK-001305/001 | mesin ESU | G3/03/ENDOS | BOZTRON | BT-300 ENDO | 21308J060
ALK-001813/005 | Nebulizer | G3/03/ENDOS | Omron | NE-C900 | 2015080007UF
ALK-001315/001 | Patient monitor B650 | G3/03/ENDOS | PHILIPS |  | US12552535
ALK-001422/192 | Patient Monitor virgo 5 parameter | G4/03/ENDOS
ALK-001422/095 | Patient Monitor virgo 5 parameter | G3/03/ENDOS | NORTHERN | VIRGO | JH20210421006
ALK-001141/001 | Suction Curatte Double | G3/03/ENDOS | TAFF DREAM | KS-100 2 | 1404019
ALK-000144/013 | Tensimeter Roda | G3/03/ENDOS | ONE MED
ALK-000027/481 | Tiang Infus 2 HOOK | G3/03/ENDOS
ALK-000027/482 | Tiang Infus 2 HOOK | G3/03/ENDOS
ALK-000988/546 | Bed Pasien | G4/05/KLINIK NYERI | PARAMOUNT | Hijau
ALK-000988/547 | Bed Pasien | G4/05/KLINIK NYERI | PARAMOUNT | Hijau
ALK-000988/548 | Bed Pasien | G4/05/KLINIK NYERI | MEDITRON
ALK-000988/549 | Bed Pasien | G4/05/KLINIK NYERI | HOMED |  | H1651620095
ALK-000988/550 | Bed Pasien | G4/05/KLINIK NYERI | HOMED |  | H3825640088
ALK-001390/002 | C-arm | G4/05/KLINIK NYERI | GE | BRIVO OEC 850 | BIS12349
ALK-001300/006 | Defibilator/DC-Shock | G4/05/KLINIK NYERI | LIFEPAK | 20E | 45260403
ALK-001442/444 | Flowmeter oksigen (katup besi) | G4/05/KLINIK NYERI
ALK-001442/445 | Flowmeter oksigen (katup besi) | G4/05/KLINIK NYERI
ALK-001442/446 | Flowmeter oksigen (katup besi) | G4/05/KLINIK NYERI
ALK-001442/540 | Flowmeter oksigen (katup besi) | G4/05/KLINIK NYERI
ALK-001128/038 | Illuminator Single X-Ray | G4/05/KLINIK NYERI | ONE MED
ALK-001128/039 | Illuminator Single X-Ray | G4/05/KLINIK NYERI | ONE MED
ALK-000318/006 | Lampu Operasi | G4/05/KLINIK NYERI | OKLED 800/800 | JMI-A-BB-00005
ALK-000318/007 | Lampu Operasi | G4/05/KLINIK NYERI
ALK-000470/005 | Meja Operasi | G4/05/KLINIK NYERI | JIELANG
ALK-001316/001 | patient monitor IMEC 12" Mindray | G4/05/KLINIK NYERI | FUKUDA DENSHI | DS-7100 | 50002687
ALK-001316/002 | patient monitor IMEC 12" Mindray | G4/05/KLINIK NYERI | MINDRAY | UMEC10 | KN-74007651
ALK-001316/003 | patient monitor IMEC 12" Mindray | G4/05/KLINIK NYERI | MINDRAY | UMEC10 | KN-74007693
ALK-001316/004 | patient monitor IMEC 12" Mindray | G4/05/KLINIK NYERI | GE | DASH 2500 | SCA0807437WA
ALK-000102/099 | Pulse Oxymeter | G4/05/K_NYERI | YUWELL | YX102 | B23070004301
ALK-000102/100 | Pulse Oxymeter | G4/05/K_NYERI | YUWELL | YX102 | B23070004295
ALK-001229/077 | Rostul | G4/05/KLINIK NYERI
ALK-000333/019 | Stetoskop dewasa + anak (litmann) | G4/05/K_NYERI | LITTMANN | CLASIC III | J22L874134
ALK-000333/020 | Stetoskop dewasa + anak (litmann) | G4/05/K_NYERI | LITTMANN | CLASIC III | J22L874154
ALK-000099/004 | Suction Unit SB-6III | G4/05/KLINIK NYERI | MINIC-S | MMC-1500SDX | 0701098U
ALK-000144/009 | Tensimeter Roda | G4/05/KLINIK NYERI | ONEMED
ALK-000144/010 | Tensimeter Roda | G4/05/KLINIK NYERI | ONEMED
ALK-000027/418 | Tiang Infus 2 HOOK | G4/05/K_NYERI
ALK-000027/419 | Tiang Infus 2 HOOK | G4/05/KLINIK NYERI
ALK-000153/011 | Timbangan Dewasa Digital | G4/05/KLINIK NYERI
ALK-000424/003 | Mesin USG Type Navi | G4/05/KLINIK NYERI
ALK-000321/004 | Accuvein | G4/BASEMENT /IGD | VEIN | FINDER | 2022DRK080256
ALK-001343/001 | CTG unicare Mars 21B | G4/BASEMENT/IGD | FETAL MONITOR | MCF-21B | S10U9584412
ALK-001300/005 | Defibilator/DC-Shock | G4/BASEMENT /IGD | LIFE PAK | 20E | 48692304
ALK-000173/004 | Doppler | G4/BASEMENT/IGD | BISTOS | BT-250 | BHFB0059
ALK-001442/373 | Flowmeter oksigen (katup besi) | G4/BASEMENT/IGD | HIRO
ALK-001442/374 | Flowmeter oksigen (katup besi) | G4/BASEMENT/IGD | HIRO
ALK-001442/375 | Flowmeter oksigen (katup besi) | G4/BASEMENT/IGD | HIRO
ALK-001442/376 | Flowmeter oksigen (katup besi) | G4/BASEMENT/IGD | HIRO
ALK-001442/377 | Flowmeter oksigen (katup besi) | G4/BASEMENT/IGD | HIRO
ALK-001442/378 | Flowmeter oksigen (katup besi) | G4/BASEMENT/IGD | HIRO
ALK-001442/379 | Flowmeter oksigen (katup besi) | G4/BASEMENT/IGD | HIRO
ALK-001442/380 | Flowmeter oksigen (katup besi) | G4/BASEMENT/IGD | HIRO
ALK-001442/381 | Flowmeter oksigen (katup besi) | G4/BASEMENT/IGD | HIRO
ALK-001442/382 | Flowmeter oksigen (katup besi) | G4/BASEMENT/IGD | HIRO
ALK-001442/383 | Flowmeter oksigen (katup besi) | G4/BASEMENT/IGD | HIRO
ALK-001442/384 | Flowmeter oksigen (katup besi) | G4/BASEMENT/IGD | HIRO
ALK-001442/385 | Flowmeter oksigen (katup besi) | G4/BASEMENT/IGD | HIRO
ALK-001442/386 | Flowmeter oksigen (katup besi) | G4/BASEMENT/IGD | HIRO
ALK-001442/387 | Flowmeter oksigen (katup besi) | G4/BASEMENT/IGD | HIRO
ALK-001442/388 | Flowmeter oksigen (katup besi) | G4/BASEMENT/IGD | HIRO
ALK-001442/389 | Flowmeter oksigen (katup besi) | G4/BASEMENT/IGD | HIRO
ALK-001442/390 | Flowmeter oksigen (katup besi) | G4/BASEMENT/IGD | HIRO
ALK-001442/391 | Flowmeter oksigen (katup besi) | G4/BASEMENT/IGD | HIRO
ALK-001442/392 | Flowmeter oksigen (katup besi) | G4/BASEMENT/IGD | HIRO
ALK-001442/393 | Flowmeter oksigen (katup besi) | G4/BASEMENT/IGD | HIRO
ALK-001442/394 | Flowmeter oksigen (katup besi) | G4/BASEMENT/IGD | HIRO
ALK-001442/395 | Flowmeter oksigen (katup besi) | G4/BASEMENT/IGD | HIRO
ALK-001442/396 | Flowmeter oksigen (katup besi) | G4/BASEMENT/IGD | HIRO
ALK-001442/397 | Flowmeter oksigen (katup besi) | G4/BASEMENT/IGD | HIRO
ALK-001129/009 | Illuminator Double X-Ray | G4/BASEMENT /IGD
ALK-000008/001 | Infus Pump LS600 | G4/BASEMENT/IGD | TERUMO | LF600 | 1604010057
ALK-000008/002 | Infus Pump LS600 | G4/BASEMENT/IGD | TERUMO | LF600 | 1604010076
ALK-000008/127 | Infus Pump LS600 | G4/BASEMENT/IGD | TERUMO | TE-112 | 1402000349
ALK-000775/001 | Lampu Operasi 1 Bola | G4/BASEMENT/IGD
ALK-000061/002 | Laringoscope Dewasa | G4/BASEMENT/IGD | RIESTER | IGDLARY01
ALK-001112/004 | Laringscope child | G4/BASEMENT/IGD | RIESTER
ALK-000081/007 | Mesin ECG MAC 1200 | G4/BASEMENT /IGD | GE | MAC-1200 ST | 55006067
ALK-000081/008 | Mesin ECG MAC 1200 | G4/BASEMENT/IGD | GE | MAC 1200 ST | 550065945
ALK-001422/147 | Patient Monitor virgo 5 parameter | G4/BASEMENT /IGD | NORTHERN | VIRGO | JH20210519042
ALK-001422/148 | Patient Monitor virgo 5 parameter | G4/BASEMENT /IGD | NORTHERN | VIRGO | JH20210519064
ALK-001422/149 | Patient Monitor virgo 5 parameter | G4/BASEMENT /IGD | NORTHERN | VIRGO | JH20210519068
ALK-001422/150 | Patient Monitor virgo 5 parameter | G4/BASEMENT /IGD | NORTHERN | VIRGO | JH20210519057
ALK-001422/151 | Patient Monitor virgo 5 parameter | G4/BASEMENT /IGD | NORTHERN | VIRGO | JH20210519045
ALK-001422/152 | Patient Monitor virgo 5 parameter | G4/BASEMENT /IGD | NORTHERN | VIRGO | JH20210519061
ALK-001422/153 | Patient Monitor virgo 5 parameter | G4/BASEMENT /IGD | NORTHERN | VIRGO | JH20210519049
ALK-001422/154 | Patient Monitor virgo 5 parameter | G4/BASEMENT /IGD | NORTHERN | VIRGO | JH20210519060
ALK-001422/155 | Patient Monitor virgo 5 parameter | G4/BASEMENT /IGD | NORTHERN | VIRGO | JH20210421005
ALK-001422/156 | Patient Monitor virgo 5 parameter | G4/BASEMENT /IGD | NORTHERN | VIRGO | JH20210519039
ALK-001422/158 | Patient Monitor virgo 5 parameter | G4/BASEMENT /IGD | NORTHERN | VIRGO | JH20210421034
ALK-001422/159 | Patient Monitor virgo 5 parameter | G4/BASEMENT /IGD | NORTHERN | VIRGO | JH20210519070
ALK-001422/160 | Patient Monitor virgo 5 parameter | G4/BASEMENT /IGD | NORTHERN | VIRGO | JH20210519033
ALK-001422/161 | Patient Monitor virgo 5 parameter | G4/BASEMENT /IGD | NORTHERN | VIRGO | JH20210519052
ALK-001422/162 | Patient Monitor virgo 5 parameter | G4/BASEMENT /IGD | NORTHERN | VIRGO | JH20210519072
ALK-001422/163 | Patient Monitor virgo 5 parameter | G4/BASEMENT /IGD | NORTHERN | VIRGO | JH20210519056
ALK-001422/164 | Patient Monitor virgo 5 parameter | G4/BASEMENT /IGD | NORTHERN | VIRGO | JH20210519050
ALK-001422/165 | Patient Monitor virgo 5 parameter | G4/BASEMENT /IGD | NORTHERN | VIRGO | JH20210519048
ALK-001422/166 | Patient Monitor virgo 5 parameter | G4/BASEMENT /IGD | NORTHERN | VIRGO | JH20210519071
ALK-001422/167 | Patient Monitor virgo 5 parameter | G4/BASEMENT /IGD | NORTHERN | VIRGO | JH20210519058
ALK-001422/168 | Patient Monitor virgo 5 parameter | G4/BASEMENT /IGD | NORTHERN | VIRGO | JH20210519043
ALK-001422/169 | Patient Monitor virgo 5 parameter | G4/BASEMENT /IGD | NORTHERN | VIRGO | JH20210421037
ALK-001422/170 | Patient Monitor virgo 5 parameter | G4/BASEMENT /IGD | NORTHERN | VIRGO | JH20210519062
ALK-000102/076 | Pulse Oxymeter | G4/BASEMENT/IGD | SPIRIT | HS20A | H2AL2103081100046
ALK-000102/077 | Pulse Oxymeter | G4/BASEMENT/IGD | SPIRIT | HS20A | H2A2209090L00091
ALK-000102/102 | Pulse Oxymeter | G4/BASEMENT/IGD | SPIRIT | HS20A | H2AL2103081100028
ALK-001653/001 | RGZ-50 timbangan anak 1-4thn | G4/BASEMENT/IGD |  | CHINA
ALK-001229/060 | Rostul | G4/BASEMENT/IGD
ALK-001229/061 | Rostul | G4/BASEMENT/IGD
ALK-001229/062 | Rostul | G4/BASEMENT/IGD
ALK-001229/063 | Rostul | G4/BASEMENT/IGD
ALK-001229/064 | Rostul | G4/BASEMENT/IGD
ALK-000063/018 | Stetoscope Anak/ Child | G4/BASEMENT/IGD | ERKA
ALK-000333/029 | Stetoskop dewasa + anak (litmann) | G4/BASEMENT/IGD | LITTMANN |  | J22A896839
ALK-000333/026 | Stetoskop dewasa + anak (litmann) | G4/BASEMENT/IGD | LITTMANN |  | J22A896650
ALK-000333/027 | Stetoskop dewasa + anak (litmann) | G4/BASEMENT/IGD | LITTMANN |  | J23J536725
ALK-000333/028 | Stetoskop dewasa + anak (litmann) | G4/BASEMENT/IGD | LITTMANN |  | J22K487072
ALK-001330/025 | Strecher w/Mattress | G4/BASEMENT /IGD | PARAMOUNT | PK-5104
ALK-001330/026 | Strecher w/Mattress | G4/BASEMENT /IGD | PARAMOUNT | PK-5104
ALK-001330/027 | Strecher w/Mattress | G4/BASEMENT /IGD | PARAMOUNT | PK-5104
ALK-001330/028 | Strecher w/Mattress | G4/BASEMENT /IGD | PARAMOUNT | PK-5104
ALK-001330/029 | Strecher w/Mattress | G4/BASEMENT /IGD | PARAMOUNT | PK-5104
ALK-001330/030 | Strecher w/Mattress | G4/BASEMENT /IGD | PARAMOUNT | PK-5104
ALK-001330/031 | Strecher w/Mattress | G4/BASEMENT /IGD | PARAMOUNT | PK-5104
ALK-001330/032 | Strecher w/Mattress | G4/BASEMENT /IGD | PARAMOUNT | PK-5104
ALK-001330/033 | Strecher w/Mattress | G4/BASEMENT /IGD | PARAMOUNT | PK-5104
ALK-001330/034 | Strecher w/Mattress | G4/BASEMENT /IGD | PARAMOUNT | PK-5104
ALK-001330/035 | Strecher w/Mattress | G4/BASEMENT /IGD | PARAMOUNT | PK-5104
ALK-001330/036 | Strecher w/Mattress | G4/BASEMENT /IGD | PARAMOUNT | PK-5104
ALK-001330/037 | Strecher w/Mattress | G4/BASEMENT /IGD | PARAMOUNT | PK-5104
ALK-001330/038 | Strecher w/Mattress | G4/BASEMENT /IGD | PARAMOUNT | PK-5104
ALK-001330/039 | Strecher w/Mattress | G4/BASEMENT /IGD | PARAMOUNT | PK-5104
ALK-001330/040 | Strecher w/Mattress | G4/BASEMENT /IGD | PARAMOUNT | PK-5104
ALK-001330/041 | Strecher w/Mattress | G4/BASEMENT /IGD | PARAMOUNT | PK-5104
ALK-001330/042 | Strecher w/Mattress | G4/BASEMENT /IGD | PARAMOUNT | PK-5104
ALK-001330/043 | Strecher w/Mattress | G4/BASEMENT /IGD | PARAMOUNT | PK-5104
ALK-001330/044 | Strecher w/Mattress | G4/BASEMENT /IGD | PARAMOUNT | PK-5104
ALK-001330/045 | Strecher w/Mattress | G4/BASEMENT /IGD | PARAMOUNT | PK-5104
ALK-001330/050 | Strecher w/Mattress | G4/BASEMENT/IGD | PARAMOUNT | PK-5104
ALK-001330/051 | Strecher w/Mattress | G4/BASEMENT/IGD | PARAMOUNT | PK-5104
ALK-001330/052 | Strecher w/Mattress | G4/BASEMENT/IGD | PARAMOUNT | PK-5104
ALK-001330/053 | Strecher w/Mattress | G4/BASEMENT/IGD | PARAMOUNT | PK-5104
ALK-001139/007 | Suction Pump Dewasa | G4/BASEMENT/IGD | GEA | YB-DX23B | B415016
ALK-000009/060 | Syringe Pump | G4/BASEMENT/IGD | MINDRAY | SK-500I | SK10107626
ALK-000009/078 | Syringe Pump | G4/BASEMENT/IGD | MINDRAY | SK500I | SK80202163
ALK-000009/112 | Syringe Pump | G4/BASEMENT/IGD | TERUMO | TE-331 | 1304000072
ALK-000172/033 | Tensimeter Klinik Wall (Riester) | G4/BASEMENT /IGD | RIESTER | BIG BEN ROUND | 161242126
ALK-000172/034 | Tensimeter Klinik Wall (Riester) | G4/BASEMENT /IGD | RIESTER | BIG BEN ROUND | 161242138
ALK-000172/035 | Tensimeter Klinik Wall (Riester) | G4/BASEMENT /IGD | RIESTER | BIG BEN ROUND | 161242142
ALK-000172/036 | Tensimeter Klinik Wall (Riester) | G4/BASEMENT /IGD | RIESTER | BIG BEN ROUND | 161043733
ALK-000172/037 | Tensimeter Klinik Wall (Riester) | G4/BASEMENT /IGD | RIESTER | BIG BEN ROUND | 161242133
ALK-000172/038 | Tensimeter Klinik Wall (Riester) | G4/BASEMENT /IGD | RIESTER | BIG BEN ROUND | 161043731
ALK-000172/041 | Tensimeter Klinik Wall (Riester) | G4/BASEMENT/IGD | RIESTER | BIG BEN ROUND | 150622662
ALK-000027/420 | Tiang Infus 2 HOOK | G4/BASEMENT/IGD
ALK-000027/421 | Tiang Infus 2 HOOK | G4/BASEMENT/IGD
ALK-000027/422 | Tiang Infus 2 HOOK | G4/BASEMENT/IGD
ALK-000027/423 | Tiang Infus 2 HOOK | G4/BASEMENT/IGD
ALK-000027/424 | Tiang Infus 2 HOOK | G4/BASEMENT/IGD
ALK-000027/425 | Tiang Infus 2 HOOK | G4/BASEMENT/IGD
ALK-000027/426 | Tiang Infus 2 HOOK | G4/BASEMENT/IGD
ALK-000027/427 | Tiang Infus 2 HOOK | G4/BASEMENT/IGD
ALK-000027/428 | Tiang Infus 2 HOOK | G4/BASEMENT/IGD
ALK-000027/429 | Tiang Infus 2 HOOK | G4/BASEMENT/IGD
ALK-000027/430 | Tiang Infus 2 HOOK | G4/BASEMENT/IGD
ALK-000027/431 | Tiang Infus 2 HOOK | G4/BASEMENT/IGD
ALK-000027/432 | Tiang Infus 2 HOOK | G4/BASEMENT/IGD
ALK-000120/013 | Timbangan Baby | G4/BASEMENT/IGD | TANITA | 1380
ALK-000153/008 | Timbangan Dewasa Digital | G4/BASEMENT/IGD | CHINA
ALK-001384/009 | bed Ginekology | G4/BASEMENT/PONEX | MEDITRON
ALK-000367/014 | Suction Pump Baby | G4/BASEMENT/PONEX | DONJIN MEDICAL | 8E-A
ALK-000362/014 | Lampu Examination | G4/BASEMENT/PONEX | OPERATIONAL LAMP | JNEC-KL01L | LAMP01
ALK-001661/004 | infant warmer BN-100 | G4/BASEMENT/PONEX | CINA | BN-100 | 1230306006
ALK-001364/001 | 1 set crosmatch gel | G5/03/BDRS | MUNOJUGE-12
ALK-001357/001 | Agitator Platelet | G5/03/BDRS | HELMER | PC900H | 1004314
ALK-001359/001 | Blance Electrik | G5/03/BDRS |  | CB220 | 3598
ALK-001358/001 | Blood Bank Refrigator | G5/03/BDRS | HELMER |  | 1004288
ALK-001360/001 | Freze-30 C | G5/03/BDRS | GEA | AB-108-TX | 12036 1081111
ALK-001361/001 | Haemonetic Apheresis | G5/03/BDRS | MCS+ |  | 98A033
ALK-001362/001 | Plasma Extractor | G5/03/BDRS |  | ES315 | 3928
ALK-001363/001 | Refrigator Centrifuge | G5/03/BDRS | KUBUTA | 8730 | NZ-0290
ALK-001365/001 | Tube Sealer | G5/03/BDRS |  | SE 250 | 2528621
ALK-001366/001 | Velbeat | G5/03/BDRS |  | CM735A | 733506.ID.3
ALK-000988/601 | Bed Pasien | G5/03/R_USG | ACARE | MC11
ALK-000988/602 | Bed Pasien | G5/03/R_USG | ACARE | MC11
ALK-000424/004 | Mesin USG Type Navi | G5/03/R_USG | NAVI | WA55 | 1C01831
ALK-001689/001 | Mesin USG clover wisonic (5 item) | G5/03/R_USG | WISONIC | CLOVER 60 | WA9B308720
ALK-000988/469 | Bed Pasien | G3/03/HD | PARAMOUNT
ALK-000988/524 | Bed Pasien | G3/03/HD | PARAMOUNT
ALK-000988/525 | Bed Pasien | G3/03/HD | PARAMOUNT
ALK-000988/526 | Bed Pasien | G3/03/HD | PARAMOUNT
ALK-000988/527 | Bed Pasien | G3/03/HD | PARAMOUNT
ALK-000988/528 | Bed Pasien | G3/03/HD | PARAMOUNT
ALK-000988/529 | Bed Pasien | G3/03/HD | PARAMOUNT
ALK-000988/530 | Bed Pasien | G3/03/HD | PARAMOUNT
ALK-000988/531 | Bed Pasien | G3/03/HD | PARAMOUNT
ALK-000988/532 | Bed Pasien | G3/03/HD | PARAMOUNT
ALK-000988/533 | Bed Pasien | G3/03/HD | PARAMOUNT
ALK-000988/534 | Bed Pasien | G3/03/HD | PARAMOUNT
ALK-000988/535 | Bed Pasien | G3/03/HD | PARAMOUNT
ALK-000988/536 | Bed Pasien | G3/03/HD | PARAMOUNT
ALK-000988/537 | Bed Pasien | G3/03/HD | PARAMOUNT
ALK-000988/538 | Bed Pasien | G3/03/HD | PARAMOUNT
ALK-000988/628 | Bed Pasien | G3/03/HD | PARAMOUNT
ALK-000988/629 | Bed Pasien | G3/03/HD | PARAMOUNT
ALK-000988/314 | Bed Pasien | G3/03/HD | PARAMOUNT
ALK-000988/315 | Bed Pasien | G3/03/HD | PARAMOUNT
ALK-000988/418 | Bed Pasien | G3/03/HD | PARAMOUNT
ALK-000988/423 | Bed Pasien | G3/03/HD | PARAMOUNT
ALK-000988/421 | Bed Pasien | G3/03/HD | PARAMOUNT
ALK-000988/426 | Bed Pasien | G3/03/HD | PARAMOUNT
ALK-000988/348 | Bed Pasien | G3/03/HD | PARAMOUNT
ALK-000988/423 | Bed Pasien | G3/03/HD | PARAMOUNT
ALK-001442/400 | Flowmeter oksigen (katup besi) | G3/03/HD
ALK-001442/401 | Flowmeter oksigen (katup besi) | G3/03/HD
ALK-001442/402 | Flowmeter oksigen (katup besi) | G3/03/HD
ALK-001442/403 | Flowmeter oksigen (katup besi) | G3/03/HD
ALK-001442/404 | Flowmeter oksigen (katup besi) | G3/03/HD
ALK-001442/405 | Flowmeter oksigen (katup besi) | G3/03/HD
ALK-001442/406 | Flowmeter oksigen (katup besi) | G3/03/HD
ALK-001442/407 | Flowmeter oksigen (katup besi) | G3/03/HD
ALK-001442/408 | Flowmeter oksigen (katup besi) | G3/03/HD
ALK-001442/409 | Flowmeter oksigen (katup besi) | G3/03/HD
ALK-001442/410 | Flowmeter oksigen (katup besi) | G3/03/HD
ALK-001442/411 | Flowmeter oksigen (katup besi) | G3/03/HD
ALK-001442/412 | Flowmeter oksigen (katup besi) | G3/03/HD
ALK-001442/413 | Flowmeter oksigen (katup besi) | G3/03/HD
ALK-001442/414 | Flowmeter oksigen (katup besi) | G3/03/HD
ALK-001442/415 | Flowmeter oksigen (katup besi) | G3/03/HD
ALK-001442/416 | Flowmeter oksigen (katup besi) | G3/03/HD
ALK-001442/417 | Flowmeter oksigen (katup besi) | G3/03/HD
ALK-001442/610 | Flowmeter oksigen (katup besi) | G3/03/HD
ALK-001442/611 | Flowmeter oksigen (katup besi) | G3/03/HD
ALK-001442/612 | Flowmeter oksigen (katup besi) | G3/03/HD
ALK-001442/613 | Flowmeter oksigen (katup besi) | G3/03/HD
ALK-001442/614 | Flowmeter oksigen (katup besi) | G3/03/HD
ALK-001442/615 | Flowmeter oksigen (katup besi) | G3/03/HD
ALK-001442/616 | Flowmeter oksigen (katup besi) | G3/03/HD
ALK-001442/617 | Flowmeter oksigen (katup besi) | G3/03/HD
ALK-001128/033 | Illuminator Single X-Ray | G3/03/HD | GEA
ALK-001147/001 | Lampu Laringscope | G3/03/HD | RIESTER
ALK-001454/010 | Lampu UV standing | G3/03/HD |  | FY-30DC
ALK-001302/029 | Mesin HD | G3/03/HD | NIKKISO | PBB-EXA ES | J2364439
ALK-001302/030 | Mesin HD | G3/03/HD | NIKKISO | PBB-EXA ES | J2004693
ALK-001302/031 | Mesin HD | G3/03/HD | FORMULA | BELLCO | 98042613
ALK-001302/032 | Mesin HD | G3/03/HD | NIKKISO | PBB-EXA ES | J2159172
ALK-001302/033 | Mesin HD | G3/03/HD | FORMULA | BELLCO | 98065815
ALK-001302/034 | Mesin HD | G3/03/HD | NIKKISO | PBB-EXA ES | J2257419
ALK-001302/035 | Mesin HD | G3/03/HD | NIKKISO | DBB-EXA ES | J2554298
ALK-001302/036 | Mesin HD | G3/03/HD | FORMULA | BELLCO | 98160218
ALK-001302/037 | Mesin HD | G3/03/HD | NIKISO | PBB-EXA ES | J2364537
ALK-001302/038 | Mesin HD | G3/03/HD | NIKISO | PBB-EXA ES | J2259502
ALK-001302/039 | Mesin HD | G3/03/HD | NIKISO | PBB-EXA ES | J2004617
ALK-001302/040 | Mesin HD | G3/03/HD | NIKISO | PBB-EXA ES | J255430I
ALK-001302/041 | Mesin HD | G3/03/HD | FORMULA | BELLCO | 98066615
ALK-001302/042 | Mesin HD | G3/03/HD | NIKKISO | PBB-EXA ES | J2004616
ALK-001302/043 | Mesin HD | G3/03/HD | NIKKISO | DBB-EXA ES | J255390
ALK-001302/044 | Mesin HD | G3/03/HD | NIKKISO | PBB-EXA ES | J2257346
ALK-001302/045 | Mesin HD | G3/03/HD | NIKKISO | PBB-EXA ES | J2364537
ALK-001302/046 | Mesin HD | G3/03/HD | NIKKISO | PBB-EXA ES | J2257420
ALK-001302/047 | Mesin HD | G3/03/HD | NIKKISO | DBB-EXA ES | J2551858
ALK-001302/048 | Mesin HD | G3/03/HD | NIKKISO | DBB-EXA ES | J2551704
ALK-001302/049 | Mesin HD | G3/03/HD | NIKKISO | DBB-EXA ES | J2551709
ALK-001302/050 | Mesin HD | G3/03/HD | NIKKISO | DBB-EXA ES | J2551855
ALK-001302/051 | Mesin HD | G3/03/HD | NIKKISO | DBB-EXA ES | J2551771
ALK-001302/052 | Mesin HD | G3/03/HD | NIKKISO | DBB-EXA ES | J2551857
ALK-001302/053 | Mesin HD | G3/03/HD | NIKKISO | DBB-EXA ES | J2551703
ALK-001302/054 | Mesin HD | G3/03/HD | NIKKISO | DBB-EXA ES | J2551769
ALK-001302/055 | Mesin HD | G3/03/HD | NIKKISO | DBB-EXA ES | J2004692
ALK-001302/056 | Mesin HD | G3/03/HD | NIKKISO | DBD-EXA E5 | J2551768
ALK-001302/057 | Mesin HD | G3/03/HD | NIKKISO | DBD-EXA E5 | J2450929
ALK-001302/058 | Mesin HD | G3/03/HD | NIKKISO | DBD-EXA E5 | J2551768
ALK-000424/001 | Mesin USG Type Navi | G3/03/HD | SONIX | SP | AR 3.1-1108.06.01
ALK-001421/002 | Patient Monitor 10" mindray | G3/03/HD | MINDRAY | MEC-1000 | AQ-13151187
ALK-000102/062 | Pulse Oxymeter | G3/03/HD | SPIRIT
ALK-000102/072 | Pulse Oxymeter | G3/03/HD | SPIRIT | HS20A-LI | H2AL2103081100047
ALK-001130/063 | Stetoskop Dewasa (Litmann) | G3/03/HD | LITTMANN | CLASSIC III | J19K917451
ALK-000333/025 | Stetoskop dewasa + anak (litmann) | G3/03/HD | LITTMANN | CLASSIC III | J22A896604
ALK-001330/048 | Strecher w/Mattress | G3/03/HD | PARAMOUNT
ALK-001139/017 | Suction Pump Dewasa | G3/03/HD | MINIC-S | SHIN-EL | O803265U
ALK-000172/044 | Tensimeter Klinik Wall (Riester) | G3/03/HD | RIESTER | BIG BEN ROUND | 150622663
ALK-000172/045 | Tensimeter Klinik Wall (Riester) | G3/03/HD | RIESTER | BIG BEN ROUND | 161140508
ALK-000479/001 | Termometer Digital | G3/03/HD | THERMO ONE | DT-PEN | 160405-2795
ALK-000027/498 | Tiang Infus 2 HOOK | G3/03/HD
ALK-000153/012 | Timbangan Dewasa Digital | G3/03/HD | BLESINDO | BPTCS200 | BRT
ALK-000153/013 | Timbangan Dewasa Digital | G3/03/HD | CHARDER | MS4900 | C13014509
ALK-000334/001 | Dental Unit | G1/01/K_GIGI | HALLIM | FVWR-P | TO212 | POLI 01
ALK-000334/006 | Dental Unit | G1/01/K_GIGI | CINA | TJ2688 | 20173013 | POLI 01
ALK-001128/028 | Illuminator Single X-Ray | G1/01/K_GIGI | ONE MED |  |  | POLI 01
ALK-001128/037 | Illuminator Single X-Ray | G1/01/K_GIGI | TIDAK ADA |  |  | POLI 01
ALK-000423/018 | Tensi Digital | G1/01/K_GIGI | GENERAL CARE | LD-582 | OOO85 | POLI 01
ALK-000423/048 | Tensi Digital | G1/01/K_GIGI | GENERAL CARE | LD-582 | OOO44 | POLI 01
ALK-000151/019 | Timbangan Dewasa + Ukuran Tinggi | G1/01/K_GIGI | GEA | ZT-120 |  | POLI 01
ALK-000151/026 | Timbangan Dewasa + Ukuran Tinggi | G1/01/K_GIGI | GEA | ZT-120 |  | POLI 01
ALK-001327/033 | Termometer digital axila (omron) | G1/01/K_KK | omron |  |  | POLI 03
ALK-000333/049 | Stetoskop dewasa + anak (litmann) | G1/01/K_KK | 3M LITTMANN | CLASSIC III | J21K972958 | POLI 03
ALK-000144/018 | Tensimeter Roda | G1/01/K_KK | ONE MED | CLOCK | 0 | POLI 03
ALK-000151/002 | Timbangan Dewasa + Ukuran Tinggi | G1/01/K_KK |  |  |  | POLI 03
ALK-001384/001 | bed Ginekology | G3/01/K_OBGYN |  |  |  | POLI 05
ALK-000173/001 | Doppler | G3/01/K_OBGYN | BISTOS | BT250 | BHFB0051 | POLI 05
ALK-000173/005 | Doppler | G3/01/K_OBGYN |  | 2SL-T501 |  | POLI 05
ALK-000104/003 | Mesin USG (Idsmed) | G3/01/K_OBGYN | GE HEALTH | LOGIQ F6 | 601564WXP | POLI 05
ALK-000102/049 | Pulse Oxymeter | G3/01/K_OBGYN | YUWELL | YT-1C | B201012875 | POLI 05
ALK-001130/006 | Stetoskop Dewasa (Litmann) | G3/01/K_OBGYN | 3M LITTMANN | CLASSIC II SE | 117B21239 | POLI 05
ALK-001130/007 | Stetoskop Dewasa (Litmann) | G3/01/K_OBGYN | 3M LITTMANN | CLASSIC II SE | 18Y73748 | POLI 05
ALK-001126/003 | Tensimeter Klinik Wall (Erka) | G3/01/K_OBGYN | ERKA | SWITCH 2.0 | 12017353 | POLI 05
ALK-000144/017 | Tensimeter Roda | G3/01/K_OBGYN | ONEMED | CLOCK MODEL | MFI/001/OBGYN | POLI 05
ALK-000479/005 | Termometer Digital | G3/01/K_OBGYN | YUWELL | YT-1C | B2004079410 | POLI 05
ALK-000479/006 | Termometer Digital | G3/01/K_OBGYN | YUWELL | YT-1C | B2103001813 | POLI 05
ALK-000479/007 | Termometer Digital | G3/01/K_OBGYN | YUWELL | YT-1C | B2004079380 | POLI 05
ALK-000479/008 | Termometer Digital | G3/01/K_OBGYN | TERNIMED | 2104 VEDANO | 1242151-0510 | POLI 05
ALK-000151/002 | Timbangan Dewasa + Ukuran Tinggi | G3/01/K_OBGYN | GEA | ZT-120 |  | POLI 05
ALK-001128/008 | Illuminator Single X-Ray | G3/01/K_BEDAH ORTOPEDI | CINA |  |  | POLI 06
ALK-000362/017 | Lampu Examination | G3/01/K_BEDAH ORTOPEDI | TIDAK ADA |  |  | POLI 06
ALK-001130/008 | Stetoskop Dewasa (Litmann) | G3/01/K_BEDAH ORTOPEDI | 3M LITTMANN | CLASSIC III | J22A622166 | POLI 06
ALK-001330/061 | Strecher w/Mattress | G3/01/K_BEDAH ORTOPEDI | TIDAK ADA |  |  | POLI 06
ALK-000172/051 | Tensimeter Klinik Wall (Riester) | G3/01/K_BEDAH ORTOPEDI |  |  |  | POLI 06
ALK-000151/016 | Timbangan Dewasa + Ukuran Tinggi | G3/01/K_BEDAH ORTOPEDI | GEA | ZT-120 |  | POLI 06
ALK-001128/009 | Illuminator Single X-Ray | G3/01/K_BEDAH | GEA |  |  | POLI 07
ALK-001130/012 | Stetoskop Dewasa (Litmann) | G3/01/K_BEDAH 7 | 3M LITTMANN | CLASSIC III | I8N56920 | POLI 07
ALK-000172/052 | Tensimeter Klinik Wall (Riester) | G3/01/K_BEDAH | RIESTER | BIG BEN ROUND | 161242134 | POLI 07
ALK-000479/010 | Termometer Digital | G3/01/K_BEDAH | YUWELL | YT-1C | PT22042504369 | POLI 07
ALK-000151/004 | Timbangan Dewasa + Ukuran Tinggi | G3/01/K_BEDAH | SMIC | ZT-120 |  | POLI 07
ALK-001128/010 | Illuminator Single X-Ray | G3/01/K-UROLOGI | CINA |  |  | POLI 08
ALK-000151/035 | Timbangan Dewasa + Ukuran Tinggi | G3/01/K_UROLOGI | GEA | ZT-120 |  | POLI 08
ALK-001129/025 | Illuminator Double X-Ray | G3/01/K_PARU |  |  |  | POLI 09
ALK-000102/114 | Pulse Oxymeter | G3/01/K_PARU | GENERAL CARE | SONOSAT-F02T | MA2009093059 | POLI 09
ALK-001130/076 | Stetoskop Dewasa (Litmann) | G3/01/K_PARU | 3M LITTMANN | CLASSIC III | J19H986623 | POLI 09
ALK-000423/010 | Tensi Digital | G3/01/K_PARU | YUWELL | YE680E | B190300961 | POLI 09
ALK-000423/066 | Tensi Digital | G3/01/K_PARU | YUWELL | YE680E | B190300968 | POLI 09
ALK-001327/032 | Termometer digital axila (omron) | G3/01/K_PARU | OMRON |  |  | POLI 09
ALK-000151/006 | Timbangan Dewasa + Ukuran Tinggi | G3/01/K_PARU | GEA | ZT-120 |  | POLI 09
ALK-001128/011 | Illuminator Single X-Ray | G3/01/K_PD | DON MEDICAL |  | MFI/ILU01/PPD | POLI 10
ALK-000102/050 | Pulse Oxymeter | G3/01/K_PD | GENERAL CARE | LK88 | 3 | POLI 10
ALK-001130/074 | Stetoskop Dewasa (Litmann) | G3/01/K_PD | 3M LITTMANN | CLASSIC III | J24E901259 | POLI 10
ALK-001130/075 | Stetoskop Dewasa (Litmann) | G3/01/K_PD | 3M LITTMANN | CLASSIC III | J22L874129 | POLI 10
ALK-000172/009 | Tensimeter Klinik Wall (Riester) | G3/01/K_PD | RIESTER | BIG BEN ROUND | 15062243 | POLI 10
ALK-001327/031 | Termometer digital axila (omron) | G3/01/K_PD | OMRON |  | MFI/TERM01/PPD | POLI 10
ALK-000151/005 | Timbangan Dewasa + Ukuran Tinggi | G3/01/K_PD | GEA | ZT120 | MFI/001/PPD | POLI 10
ALK-000270/001 | Magnifying Lamp | G3/01/K_MATA | MEDICINDO |  |  | POLI 11
ALK-000236/001 | Biometer Probe AL-100 (Tomey) | G3/01/K_MATA | TOMEY | AL100 | 619709 | POLI 11
ALK-001309/001 | SLIT | G3/01/K_MATA | APPASAMY | ACCO02 | 151100198 | POLI 11
ALK-001128/029 | Illuminator Single X-Ray | G3/01/K_MATA | CHINA |  |  | POLI 11
ALK-001310/001 | Chart injector | G3/01/K_MATA |  |  |  | POLI 11
ALK-000235/001 | Keratometer Accuref K-900 (Shin Nippon) | G3/01/K_MATA | SHIN NIPPON | ACCUREF K-900 | 16 BN2354 | POLI 11
ALK-000233/001 | Tonometer Non Contact NCT-200 (Shin Nippon) | G3/01/K_MATA | SHIN NIPPON | NCT-200 | 45BP0896 | POLI 11
ALK-001128/014 | Illuminator Single X-Ray | G3/01/K_JTG | ONE MED |  | MFI/020 | POLI 12
ALK-000081/002 | Mesin ECG MAC 1200 | G3/01/K_JTG | EDAN | SE-1200 EXPRESS | 46001-M2230819003 | POLI 12
ALK-000102/115 | Pulse Oxymeter | G3/01/K_JTG | GENERAL CARE | SONOSAT-F02T | M2009093963 | POLI 12
ALK-001130/017 | Stetoskop Dewasa (Litmann) | G3/01/K_JTG | 3M LITTMANN | CLASSIC II | 17P49590 | POLI 12
ALK-000333/048 | Stetoskop dewasa + anak (litmann) | G3/01/K_JTG | 3M LITTMANN | CLASSIC III | J22L874020 | POLI 12
ALK-000172/011 | Tensimeter Klinik Wall (Riester) | G3/01/K_JTG | RIESTER | BIG BEN ROUND | 220242416 | POLI 12
ALK-000151/007 | Timbangan Dewasa + Ukuran Tinggi | G3/01/K_JTG | SMIC | ZT-120 |  | POLI 12
ALK-000285/001 | Endoscopy THT merk Mega Medical | G3/01/K_THT | SOMETECH | DR.COMSCOPE | DCSW-22G-048 | POLI 13
ALK-001128/017 | Illuminator Single X-Ray | G3/01/K_THT | ONEMED |  |  | POLI 13
ALK-001130/015 | Stetoskop Dewasa (Litmann) | G3/01/K_THT | RIESTER |  |  | POLI 13
ALK-000423/015 | Tensi Digital | G3/01/K_THT | GENERAL CARE | LD-582 | OO228 | POLI 13
ALK-001251/022 | Timbangan Badan kecil | G3/01/K_THT | GEA |  |  | POLI 13
ALK-001128/012 | Illuminator Single X-Ray | G3/01/K_GASTRO/KONSUL | ONE MED |  |  | POLI 15
ALK-001330/054 | Strecher w/Mattress | G3/01/K_GASTRO/KONSUL | GEA |  |  | POLI 15
ALK-001125/001 | Tensimeter duduk dewasa (Riester) | G3/01/K_GASTRO/KONSUL | RIESTER | BIG BEN ROUND | 150622759 | POLI 15
ALK-000151/018 | Timbangan Dewasa + Ukuran Tinggi | G3/01/K_GASTRO/KONSUL | GEA | ZT-120 |  | POLI 15
ALK-000988/630 | Bed Pasien | G3/01/K_SARAF | ACARE |  |  | POLI 16
ALK-001128/015 | Illuminator Single X-Ray | G3/01/K_SARAF | GEA |  |  | POLI 16
ALK-000333/009 | Stetoskop dewasa + anak (litmann) | G3/01/K_SARAF | 3M LITTMANN | CLASSIC III | J21I844009 | POLI 16
ALK-001251/017 | Timbangan Badan kecil | G3/01/K_SARAF | GEA | EB1622 |  | POLI 16
ALK-000151/008 | Timbangan Dewasa + Ukuran Tinggi | G3/01/K_SARAF | SMIC | ZT-120 |  | POLI 16
ALK-001131/001 | Stetoskop Anak (Litmann) | G3/01/K_ANAK |  |  |  | POLI 17
ALK-001655/003 | timbangan baby usia 0-100hari | G3/01/K_ANAK | CINA |  |  | POLI 17
ALK-000151/001 | Timbangan Dewasa + Ukuran Tinggi | G3/01/K_ANAK | GEA | ZT-120 |  | POLI 17
ALK-001128/007 | Illuminator Single X-Ray | G3/01/K_ANAK | GEA |  |  | POLI 17
ALK-000144/008 | Tensimeter Roda | G3/01/K_ANAK | ONEMED |  |  | POLI 17
ALK-000104/001 | Mesin USG (Idsmed) | G3/01/K_18 |  |  |  | POLI 18
ALK-000423/068 | Tensi Digital | G3/01/K_PSIKEATER |  |  |  | POLI 18
ALK-000172/053 | Tensimeter Klinik Wall (Riester) | G3/01/K_18 | RIESTER | BEG BEN ROUND | 161242132 | POLI 18
ALK-000151/036 | Timbangan Dewasa + Ukuran Tinggi | G4/01/K_SP PARU |  |  |  | POLI 2
ALK-000423/047 | Tensi Digital | G4/01/K_SP PARU |  |  |  | POLI 2
ALK-001129/016 | Illuminator Double X-Ray | G4/01/K_SP PARU |  |  |  | POLI 2
ALK-000423/022 | Tensi Digital | G4/01/K_SARAF |  |  |  | POLI 3
ALK-000333/001 | Stetoskop dewasa + anak (litmann) | G4/01/K_SARAF |  |  |  | POLI 3
ALK-000102/063 | Pulse Oxymeter | G4/01/K_SARAF |  |  |  | POLI 3
ALK-000411/001 | Penlight | G4/01/K_SARAF |  |  |  | POLI 3
ALK-000151/009 | Timbangan Dewasa + Ukuran Tinggi | G4/01/K_SARAF |  |  |  | POLI 3
ALK-000988/552 | Bed Pasien | G4/01/K_SARAF |  |  |  | POLI 3
ALK-000151/034 | Timbangan Dewasa + Ukuran Tinggi | G4/01/K_SARAF |  |  |  | POLI 3
ALK-001128/045 | Illuminator Single X-Ray | G4/01/K_SARAF |  |  |  | POLI 3
ALK-001129/011 | Illuminator Double X-Ray | G4/01/K_PD |  |  |  | POLI 5
ALK-000151/024 | Timbangan Dewasa + Ukuran Tinggi | G4/01/K_PD |  |  |  | POLI 5
ALK-000172/042 | Tensimeter Klinik Wall (Riester) | G4/01/K_PD |  |  |  | POLI 5
ALK-000333/005 | Stetoskop dewasa + anak (litmann) | G4/01/K_PD |  |  |  | POLI 5
ALK-001129/008 | Illuminator Double X-Ray | G4/01/K_ORTOPEDI |  |  |  | POLI 6
ALK-000151/020 | Timbangan Dewasa + Ukuran Tinggi | G4/01/K_ORTOPEDI |  |  |  | POLI 6
ALK-000423/054 | Tensi Digital | G4/01/K_ORTOPEDI |  |  |  | POLI 6
ALK-000988/623 | Bed Pasien | G4/01/K_ORTOPEDI |  |  |  | POLI 6
ALK-000151/032 | Timbangan Dewasa + Ukuran Tinggi | G4/01/K_BEDAH SARAF |  |  |  | POLI 9
ALK-000333/050 | Stetoskop dewasa + anak (litmann) | G4/01/K_BEDAH SARAF |  |  |  | POLI 9
ALK-000423/050 | Tensi Digital | G4/01/K_BEDAH SARAF |  |  |  | POLI 9
ALK-000988/622 | Bed Pasien | G4/01/K_BEDAH SARAF |  |  |  | POLI 9
ALK-001128/044 | Illuminator Single X-Ray | G4/01/K_BEDAH SARAF |  |  |  | POLI 9
ALK-000144/015 | Tensimeter Roda | G4/01/K_BEDAH SARAF |  |  |  | POLI 9
ALK-000084/002 | Nebulizer with Compressor | G4/01/K_UMUM |  |  |  | POLI 10
ALK-000144/005 | Tensimeter Roda | G4/01/K_UMUM |  |  |  | POLI 10
ALK-000102/074 | Pulse Oxymeter | G4/01/K_UMUM |  |  |  | POLI 10
ALK-000153/009 | Timbangan Dewasa Digital | G4/01/K_UMUM |  |  |  | POLI 10
ALK-001813/007 | Nebulizer | G4/01/K_THT |  |  |  | POLI 11
ALK-001128/043 | Illuminator Single X-Ray | G4/01/K_THT |  |  |  | POLI 11
ALK-000423/064 | Tensi Digital | G4/01/K_THT |  |  |  | POLI 11
ALK-001487/001 | Nasoendoscopy THT DCSpro103R | G4/01/K_THT |  |  |  | POLI 11
ALK-000151/037 | Timbangan Dewasa + Ukuran Tinggi | G4/01/K_PARU
ALK-000333/051 | Stetoskop dewasa + anak (litmann) | G4/01/K_PARU
ALK-001129/008 | Illuminator Double X-Ray | G4/01/K_ORTOPEDI
ALK-000151/020 | Timbangan Dewasa + Ukuran Tinggi | G4/01/K_ORTOPEDI
ALK-000423/054 | Tensi Digital | G4/01/K_ORTOPEDI
ALK-000988/623 | Bed Pasien | G4/01/K_ORTOPEDI
ALK-000333/042 | Stetoskop dewasa + anak (litmann) | G4/01/K_ONKOLOGY
ALK-000333/052 | Stetoskop dewasa + anak (litmann) | G4/01/K_ONKOLOGI
ALK-000423/052 | Tensi Digital | G4/01/K_ONKOLOGI
ALK-000151/030 | Timbangan Dewasa + Ukuran Tinggi | G4/01/K_ONKOLOGI
ALK-001129/014 | Illuminator Double X-Ray | G4/01/K_ONKOLOGI
ALK-001130/068 | Stetoskop Dewasa (Litmann) | G4/01/K_ONKOLOGI
ALK-001384/010 | bed Ginekology | G4/01/K_OBGYN
ALK-000423/044 | Tensi Digital | G4/01/K_OBGYN
ALK-000151/023 | Timbangan Dewasa + Ukuran Tinggi | G4/01/K_OBGYN
ALK-000423/045 | Tensi Digital | G4/01/K_OBGYN
ALK-001486/001 | Mesin USG (alpinion E-cube 9 diamond) | G4/01/K_OBGYN
ALK-000333/003 | Stetoskop dewasa + anak (litmann) | G4/01/K_MATA
ALK-001610/001 | trial lamp | G4/01/K_MATA
ALK-001610/002 | trial lamp | G4/01/K_MATA
ALK-001603/001 | digital snelen chart/ appasamy i-chart hd smart | G4/01/K_MATA
ALK-001607/001 | funduscopy/ opthalmoscope NEIZT BX alpha 13 | G4/01/K_MATA
ALK-001309/002 | SLIT | G4/01/K_MATA
ALK-001602/001 | autoref-keratometer REXXAM ACCUREF | G4/01/K_MATA
ALK-001606/001 | non contact tonometer REXXAM Nct-200 | G4/01/K_MATA
ALK-001608/001 | USG mata + biometry/TOMEY UD+800 AB | G4/01/K_MATA
ALK-001609/001 | pinset bulu mata/ appasamy | G4/01/K_MATA
ALK-001609/002 | pinset bulu mata/ appasamy | G4/01/K_MATA
ALK-001609/003 | pinset bulu mata/ appasamy | G4/01/K_MATA
ALK-000151/022 | Timbangan Dewasa + Ukuran Tinggi | G4/01/K_MATA
ALK-000423/043 | Tensi Digital | G4/01/K_MATA
ALK-000333/043 | Stetoskop dewasa + anak (litmann) | G4/01/K_KONSULTAN
ALK-000172/048 | Tensimeter Klinik Wall (Riester) | G4/01/K_KONSULTAN
ALK-001256/068 | Termometer Non Contact (Kening) | G4/01/K_BEDAH UMUM
ALK-000333/045 | Stetoskop dewasa + anak (litmann) | G4/01/K_BEDAH UMUM
ALK-001129/015 | Illuminator Double X-Ray | G4/01/K_BEDAH UMUM
ALK-000151/031 | Timbangan Dewasa + Ukuran Tinggi | G4/01/K_BEDAH UMUM
ALK-000120/011 | Timbangan Baby | G4/01/K_ANAK
ALK-000423/023 | Tensi Digital | G4/01/K_ANAK
ALK-000151/021 | Timbangan Dewasa + Ukuran Tinggi | G4/01/K_ANAK
ALK-000102/064 | Pulse Oxymeter | G4/01/K_ANAK
ALK-000411/002 | Penlight | G4/01/K_ANAK
ALK-000479/002 | Termometer Digital | G4/01/K_ANAK
ALK-000333/002 | Stetoskop dewasa + anak (litmann) | G4/01/K_ANAK
ALK-001653/002 | RGZ-50 timbangan anak 1-4thn | G4/01/K_ANAK
ALK-001131/031 | Stetoskop Anak (Litmann) | G4/01/K_ANAK
ALK-000101/003 | Nebulizer Pediatric | G4/01/K_ANAK
ALK-001128/036 | Illuminator Single X-Ray | G1/01/K_GIGI/ekse |  |  |  | POLI 01
ALK-000423/049 | Tensi Digital | G1/01/K_GIGI/ekse |  |  |  | POLI 01
ALK-000151/027 | Timbangan Dewasa + Ukuran Tinggi | G1/01/K_GIGI/ekse |  |  |  | POLI 01
ALK-001128/049 | Illuminator Single X-Ray | G1/01/K_GIGI/ekse |  |  |  | POLI 01
ALK-000334/005 | Dental Unit | G1/01/K_GIGI/ekse |  |  |  | POLI 01
ALK-000144/016 | Tensimeter Roda | G1/01/K_GIGI/ekse |  |  |  | POLI 01
ALK-000988/622 | Bed Pasien | G4/01/K_BEDAH SARAF |  |  |  | POLI 03
ALK-001129/016 | Illuminator Double X-Ray | G4/01/K_BEDAH SARAF |  |  |  | POLI 03
ALK-001128/044 | Illuminator Single X-Ray | G4/01/K_BEDAH SARAF |  |  |  | POLI 03
ALK-000423/054 | Tensi Digital | G4/01/K_BEDAH SARAF |  |  |  | POLI 03
ALK-000144/015 | Tensimeter Roda | G4/01/K_BEDAH SARAF |  |  |  | POLI 03
ALK-000151/032 | Timbangan Dewasa + Ukuran Tinggi | G4/01/K_BEDAH SARAF |  |  |  | POLI 03
ALK-000151/032 | Timbangan Dewasa + Ukuran Tinggi | G4/01/K_BEDAH SARAF |  |  |  | POLI 03
ALK-000333/044 | Stetoskop dewasa + anak (litmann) | G4/01/K_UROLOGY
ALK-000153/009 | Timbangan Dewasa Digital | G4/01/K_UMUM
ALK-000102/074 | Pulse Oxymeter | G4/01/K_UMUM
ALK-000144/005 | Tensimeter Roda | G4/01/K_UMUM
ALK-000084/002 | Nebulizer with Compressor | G4/01/K_UMUM
ALK-001813/007 | Nebulizer | G4/01/K_THT
ALK-000423/064 | Tensi Digital | G4/01/K_THT
ALK-001487/001 | Nasoendoscopy THT DCSpro103R | G4/01/K_THT
ALK-001128/043 | Illuminator Single X-Ray | G4/01/K_THT
ALK-000362/007 | Lampu Examination | G4/01/K_SP UROLOGI
ALK-000424/002 | Mesin USG Type Navi | G4/01/K_SP UROLOGI
ALK-000151/028 | Timbangan Dewasa + Ukuran Tinggi | G4/01/K_SP UROLOGI
ALK-000988/551 | Bed Pasien | G4/01/K_SP UROLOGI
ALK-000423/053 | Tensi Digital | G4/01/K_SP UROLOGI
ALK-001129/016 | Illuminator Double X-Ray | G4/01/K_SP PARU
ALK-000423/047 | Tensi Digital | G4/01/K_SP PARU
ALK-000151/036 | Timbangan Dewasa + Ukuran Tinggi | G4/01/K_SP PARU
ALK-000151/009 | Timbangan Dewasa + Ukuran Tinggi | G4/01/K_SARAF
ALK-000988/552 | Bed Pasien | G4/01/K_SARAF
ALK-000333/001 | Stetoskop dewasa + anak (litmann) | G4/01/K_SARAF
ALK-000102/063 | Pulse Oxymeter | G4/01/K_SARAF
ALK-000411/001 | Penlight | G4/01/K_SARAF
ALK-000151/034 | Timbangan Dewasa + Ukuran Tinggi | G4/01/K_SARAF
ALK-000423/022 | Tensi Digital | G4/01/K_SARAF
ALK-001128/045 | Illuminator Single X-Ray | G4/01/K_SARAF
ALK-000988/545 | Bed Pasien | G4/01/K_PD SUB GINJAL
ALK-001129/012 | Illuminator Double X-Ray | G4/01/K_PD SUB GINJAL
ALK-000151/025 | Timbangan Dewasa + Ukuran Tinggi | G4/01/K_PD SUB GINJAL
ALK-000151/024 | Timbangan Dewasa + Ukuran Tinggi | G4/01/K_PD
ALK-000172/042 | Tensimeter Klinik Wall (Riester) | G4/01/K_PD
ALK-000333/004 | Stetoskop dewasa + anak (litmann) | G4/01/K_PD
ALK-000333/005 | Stetoskop dewasa + anak (litmann) | G4/01/K_PD
ALK-001129/011 | Illuminator Double X-Ray | G4/01/K_PD
ALK-000172/032 | Tensimeter Klinik Wall (Riester) | G4/01/K_PD
ALK-000151/037 | Timbangan Dewasa + Ukuran Tinggi | G4/01/K_PARU
ALK-000333/051 | Stetoskop dewasa + anak (litmann) | G4/01/K_PARU
ALK-001129/008 | Illuminator Double X-Ray | G4/01/K_ORTOPEDI
ALK-000988/623 | Bed Pasien | G4/01/K_ORTOPEDI
ALK-000151/020 | Timbangan Dewasa + Ukuran Tinggi | G4/01/K_ORTOPEDI
ALK-000423/054 | Tensi Digital | G4/01/K_ORTOPEDI
ALK-000333/042 | Stetoskop dewasa + anak (litmann) | G4/01/K_ONKOLOGY
ALK-000333/052 | Stetoskop dewasa + anak (litmann) | G4/01/K_ONKOLOGI
ALK-000423/052 | Tensi Digital | G4/01/K_ONKOLOGI
ALK-000151/030 | Timbangan Dewasa + Ukuran Tinggi | G4/01/K_ONKOLOGI
ALK-001129/014 | Illuminator Double X-Ray | G4/01/K_ONKOLOGI
ALK-001130/068 | Stetoskop Dewasa (Litmann) | G4/01/K_ONKOLOGI
ALK-000423/044 | Tensi Digital | G4/01/K_OBGYN
ALK-001384/010 | bed Ginekology | G4/01/K_OBGYN
ALK-000151/023 | Timbangan Dewasa + Ukuran Tinggi | G4/01/K_OBGYN
ALK-000423/045 | Tensi Digital | G4/01/K_OBGYN
ALK-001486/001 | Mesin USG (alpinion E-cube 9 diamond) | G4/01/K_OBGYN
ALK-001610/001 | trial lamp | G4/01/K_MATA
ALK-000333/003 | Stetoskop dewasa + anak (litmann) | G4/01/K_MATA
ALK-001610/002 | trial lamp | G4/01/K_MATA
ALK-001603/001 | digital snelen chart/ appasamy i-chart hd smart | G4/01/K_MATA
ALK-001607/001 | funduscopy/ opthalmoscope NEIZT BX alpha 13 | G4/01/K_MATA
ALK-001309/002 | SLIT | G4/01/K_MATA
ALK-001602/001 | autoref-keratometer REXXAM ACCUREF | G4/01/K_MATA
ALK-001606/001 | non contact tonometer REXXAM Nct-200 | G4/01/K_MATA
ALK-001608/001 | USG mata + biometry/TOMEY UD+800 AB | G4/01/K_MATA
ALK-001609/001 | pinset bulu mata/ appasamy | G4/01/K_MATA
ALK-001609/002 | pinset bulu mata/ appasamy | G4/01/K_MATA
ALK-001609/003 | pinset bulu mata/ appasamy | G4/01/K_MATA
ALK-000151/022 | Timbangan Dewasa + Ukuran Tinggi | G4/01/K_MATA
ALK-000423/043 | Tensi Digital | G4/01/K_MATA
ALK-000333/043 | Stetoskop dewasa + anak (litmann) | G4/01/K_KONSULTAN
ALK-000172/048 | Tensimeter Klinik Wall (Riester) | G4/01/K_KONSULTAN
ALK-000102/109 | Pulse Oxymeter | G4/01/K_JTG
ALK-000333/041 | Stetoskop dewasa + anak (litmann) | G4/01/K_JTG
ALK-000151/033 | Timbangan Dewasa + Ukuran Tinggi | G4/01/K_JTG
ALK-000423/055 | Tensi Digital | G4/01/K_JTG
ALK-001497/001 | ECG SE 1200 Express | G4/01/K_JTG
ALK-001129/017 | Illuminator Double X-Ray | G4/01/K_JTG
ALK-001687/001 | Mesin eco jantung siemens juniper 3P | G4/01/K_JTG
ALK-000172/031 | Tensimeter Klinik Wall (Riester) | G4/01/K_JTG
ALK-000151/031 | Timbangan Dewasa + Ukuran Tinggi | G4/01/K_BEDAH UMUM
ALK-001129/015 | Illuminator Double X-Ray | G4/01/K_BEDAH UMUM
ALK-001256/068 | Termometer Non Contact (Kening) | G4/01/K_BEDAH UMUM
ALK-000333/045 | Stetoskop dewasa + anak (litmann) | G4/01/K_BEDAH UMUM
ALK-000988/622 | Bed Pasien | G4/01/K_BEDAH SARAF
ALK-000333/050 | Stetoskop dewasa + anak (litmann) | G4/01/K_BEDAH SARAF
ALK-000151/032 | Timbangan Dewasa + Ukuran Tinggi | G4/01/K_BEDAH SARAF
ALK-000423/050 | Tensi Digital | G4/01/K_BEDAH SARAF
ALK-001128/044 | Illuminator Single X-Ray | G4/01/K_BEDAH SARAF
ALK-000144/015 | Tensimeter Roda | G4/01/K_BEDAH SARAF
ALK-000120/011 | Timbangan Baby | G4/01/K_ANAK
ALK-000423/023 | Tensi Digital | G4/01/K_ANAK
ALK-000151/021 | Timbangan Dewasa + Ukuran Tinggi | G4/01/K_ANAK
ALK-000102/064 | Pulse Oxymeter | G4/01/K_ANAK
ALK-000411/002 | Penlight | G4/01/K_ANAK
ALK-000479/002 | Termometer Digital | G4/01/K_ANAK
ALK-000333/002 | Stetoskop dewasa + anak (litmann) | G4/01/K_ANAK
ALK-001131/031 | Stetoskop Anak (Litmann) | G4/01/K_ANAK
ALK-000101/003 | Nebulizer Pediatric | G4/01/K_ANAK
ALK-001653/002 | RGZ-50 timbangan anak 1-4thn | G4/01/K_ANAK
ALK-001384/013 | bed Ginekology | G5/10/INSEMINASI | PARAMOUNT
ALK-001384/014 | bed Ginekology | G5/10/INSEMINASI | PARAMOUNT
ALK-001384/015 | bed Ginekology | G5/10/INSEMINASI | JIECANG
ALK-000988/626 | Bed Pasien | G5/10/INSEM | MEDITRON
ALK-000988/627 | Bed Pasien | G5/10/INSEM | MEDITRON
ALK-001372/005 | Centrifuge | G5/10/INSEMINASI | BENCHTOP | LD-3400 | 23041309
ALK-001998/001 | Frezer | G5/10/INSEMINASI | BIOBASE | BDF-40V368 | DF40V36825230011C
ALK-002011/001 | Hemocytometer (IVF) | G5/10/INSEMINASI | JSQA |  | 24020102
ALK-001128/047 | Illuminator Single X-Ray | G5/10/INSEM | ONEMED | HEALTH CARE | MFI/019
ALK-001128/048 | Illuminator Single X-Ray | G5/10/INSEM | MEDIC | MEP | MFI/015
ALK-002000/001 | Laminar Flow Cabinet | G5/10/INSEMINASI | BIOBASE | BBS-V1300 | BBS13VD230800141A
ALK-000362/016 | Lampu Examination | G5/10/INSEM | JMEC | KLOIL
ALK-000318/010 | Lampu Operasi | G5/10/INSEM | CINA
ALK-000470/008 | Meja Operasi | G5/10/INSEM | JIECANG | JC35D1
ALK-001979/001 | Mesin USG Mindray DC 80 EXP 3P | G5/10/INSEMINASI | MINDRAY | DC-80 EXP | HC2-18000048
ALK-001978/001 | Mesin USG Mindray Z60 3P | G5/10/INSEMINASI | MINDRAY | Z60-EXPERT | HG5-21000088
ALK-001977/001 | Mesin USG Prosonna VP8 3P | G5/10/INSEMINASI | PROSONA | VP 8 | O931814736
ALK-001993/002 | Microscope |  | CINA
ALK-001993/001 | Microscope |  | SAIKE | DIGITAL | 3000083011
ALK-001422/187 | Patient Monitor virgo 5 parameter | G5/10/INSEM | NORTHERN | VIRGO | I1229007
ALK-001422/188 | Patient Monitor virgo 5 parameter | G5/10/INSEM | NORTHERN | VIRGO | I1229002
ALK-001422/189 | Patient Monitor virgo 5 parameter | G5/10/INSEM | NORTHERN | VIRGO | JH20210421010
ALK-002012/001 | Rotator (IVF) | G5/10/INSEMINASI | KONG JIAN | KJ-201BD | 202202333
ALK-000423/071 | Tensi Digital | G5/10/INSEMINASI | GENERAL CARE | LD-582 | OO246
ALK-000423/065 | Tensi Digital | G5/10/INSEM | GENERAL CARE | LD-582 | 2158200246
ALK-000153/015 | Timbangan Dewasa Digital | G5/10/INSEM | CINA
ALK-001997/001 | Water Tank | G5/10/INSEMINASI | BIOBASE | WT-42 | 223080533
ALK-000988/256 | Bed Pasien | G3/09/IRM | PARAMOUNT
ALK-000988/258 | Bed Pasien | G3/09/IRM | PARAMOUNT
ALK-000988/259 | Bed Pasien | G3/09/IRM | HOMED
ALK-000988/260 | Bed Pasien | G3/09/IRM | HOMED
ALK-000988/261 | Bed Pasien | G3/09/IRM | HOMED
ALK-000988/262 | Bed Pasien | G3/09/IRM | HOMED
ALK-000988/263 | Bed Pasien | G3/09/IRM | PARAMOUNT
ALK-000988/264 | Bed Pasien | G3/09/IRM | HOMED
ALK-000988/265 | Bed Pasien | G3/09/IRM | ARJO HUNT LEIGH
ALK-000988/266 | Bed Pasien | G3/09/IRM | PARAMOUNT
ALK-000988/267 | Bed Pasien | G3/09/IRM | PARAMOUNT
ALK-000988/268 | Bed Pasien | G3/09/IRM | HOMED
ALK-000988/269 | Bed Pasien | G3/09/IRM | ACARE
ALK-000988/270 | Bed Pasien | G3/09/IRM | HOMED
ALK-001128/020 | Illuminator Single X-Ray | G3/09/IRM | S.KIANG SENG | XR-1 | OO464
ALK-000210/001 | Lampu Infrafild + Timer (Fisioterapi) | G3/09/IRM |  |  | O12
ALK-000210/002 | Lampu Infrafild + Timer (Fisioterapi) | G3/09/IRM | ITANAKU | IR-371 | O16
ALK-000210/003 | Lampu Infrafild + Timer (Fisioterapi) | G3/09/IRM
ALK-000210/004 | Lampu Infrafild + Timer (Fisioterapi) | G3/09/IRM
ALK-000210/005 | Lampu Infrafild + Timer (Fisioterapi) | G3/09/IRM | ITANAKU | IR-371 | O14
ALK-000210/006 | Lampu Infrafild + Timer (Fisioterapi) | G3/09/IRM | ITANAKU | IR-371
ALK-000210/007 | Lampu Infrafild + Timer (Fisioterapi) | G3/09/IRM | ITANAKU | IR-371 | O17
ALK-000210/008 | Lampu Infrafild + Timer (Fisioterapi) | G3/09/IRM | BEURER | 1L- 30 | 77318
ALK-000210/009 | Lampu Infrafild + Timer (Fisioterapi) | G3/09/IRM | BEURER | 1L- 30 | 75391
ALK-000210/010 | Lampu Infrafild + Timer (Fisioterapi) | G3/09/IRM | BEURER | 1L- 30 | 202434
ALK-000210/011 | Lampu Infrafild + Timer (Fisioterapi) | G3/09/IRM | BEURER | KERAMIK 300 W | 250/004881
ALK-000210/012 | Lampu Infrafild + Timer (Fisioterapi) | G3/09/IRM | BEURER | KERAMIK 300 W | 250/003743
ALK-000210/013 | Lampu Infrafild + Timer (Fisioterapi) | G3/09/IRM | BEURER | 1L- 30 | 76567
ALK-000210/014 | Lampu Infrafild + Timer (Fisioterapi) | G3/09/IRM | BEURER | 1L- 30 | 202408
ALK-000210/015 | Lampu Infrafild + Timer (Fisioterapi) | G3/09/IRM | BEURER | 1L- 30 | 202429
ALK-000193/001 | Microwave Diathermy Zimmer | G3/09/IRM | ZIMMER | MICRO-5 | 1620007443
ALK-001274/001 | Parafin Bath | G3/09/IRM | MARVEL
ALK-000102/083 | Pulse Oxymeter | G3/09/IRM | YUWELL |  | B2108004766
ALK-000102/085 | Pulse Oxymeter | G3/09/IRM | YUWELL |  | B2108004789
ALK-000102/086 | Pulse Oxymeter | G3/09/IRM | YUWELL |  | B2108004773
ALK-000102/087 | Pulse Oxymeter | G3/09/IRM | YUWELL |  | B2108004767
ALK-000102/089 | Pulse Oxymeter | G3/09/IRM | YUWELL |  | B2108004778
ALK-000102/090 | Pulse Oxymeter | G3/09/IRM | YUWELL |  | B2108004774
ALK-000192/001 | Short Wave Therapy Zimmer | G3/09/IRM | ZIMMER | MEDIZIN | 162001288
ALK-001130/061 | Stetoskop Dewasa (Litmann) | G3/09/IRM | RIESTER
ALK-000307/001 | Tens Pocket | G3/09/IRM | TENS | 7000 | 52201079644
ALK-000307/002 | Tens Pocket | G3/09/IRM | TENS | 7000 | 52201087252
ALK-000307/003 | Tens Pocket | G3/09/IRM | TENS | 7000
ALK-000307/004 | Tens Pocket | G3/09/IRM | TENS | 7000 | 22030020 0533
ALK-000307/005 | Tens Pocket | G3/09/IRM | TENS | 7000 | 52201091 924
ALK-000307/006 | Tens Pocket | G3/09/IRM | TENS | 7000
ALK-000307/007 | Tens Pocket | G3/09/IRM | TENS | 7000 | 5211205481
ALK-000307/008 | Tens Pocket | G3/09/IRM | TENS | 7000 | 5180108266
ALK-000307/014 | Tens Pocket | G3/09/IRM | TENS | 7000 | 5211202919
ALK-000307/015 | Tens Pocket | G3/09/IRM | TENS | 7000
ALK-000307/016 | Tens Pocket | G3/09/IRM | TENS | 7000 | 5211202914
ALK-000307/017 | Tens Pocket | G3/09/IRM | TENS | 7000 | 52201083568
ALK-000307/018 | Tens Pocket | G3/09/IRM | TENS | 7000 | 5211126188
ALK-000307/019 | Tens Pocket | G3/09/IRM | TENS | 7000 | 52211126204
ALK-000307/020 | Tens Pocket | G3/09/IRM | TENS | 7000 | 52201079646
ALK-000307/021 | Tens Pocket | G3/09/IRM | TENS | 7000 | 5211202918
ALK-000307/022 | Tens Pocket | G3/09/IRM | TENS | 7000 | 5211128311
ALK-000307/023 | Tens Pocket | G3/09/IRM | TENS | 7000 | 52201086543
ALK-000423/025 | Tensi Digital | G3/09/IRM | GENERAL CARE | LD-582 | OO151
ALK-000423/026 | Tensi Digital | G3/09/IRM | GENERAL CARE | LD-582 | 2458200245
ALK-000423/027 | Tensi Digital | G3/09/IRM | GENERAL CARE | LD-582 | OOO78
ALK-000423/028 | Tensi Digital | G3/09/IRM | GENERAL CARE | LD-582 | OO218
ALK-000423/030 | Tensi Digital | G3/09/IRM | GENERAL CARE | LD-582 | OO946
ALK-000423/031 | Tensi Digital | G3/09/IRM | GENERAL CARE | LD-582 | OOO88
ALK-000172/014 | Tensimeter Klinik Wall (Riester) | G3/09/IRM | RIESTER | BIG BEN ROUND | 150622642
ALK-000172/015 | Tensimeter Klinik Wall (Riester) | G3/09/IRM | RIESTER | BIG BEN ROUND | 150622569
ALK-000172/016 | Tensimeter Klinik Wall (Riester) | G3/09/IRM | RIESTER | BIG BEN ROUND | 161140512
ALK-001256/042 | Termometer Non Contact (Kening) | G3/09/IRM | MICROLIFE |  | O31700490
ALK-001256/056 | Termometer Non Contact (Kening) | G3/09/IRM | YUWELL | YT-1 | B2202002766
ALK-001256/057 | Termometer Non Contact (Kening) | G3/09/IRM | YUWELL | YHW-1 | B2202002752
ALK-001256/058 | Termometer Non Contact (Kening) | G3/09/IRM | YUWELL | YHW-1 | B2202002759
ALK-001256/059 | Termometer Non Contact (Kening) | G3/09/IRM | YUWELL | YHW-1 | B2202002748
ALK-001256/060 | Termometer Non Contact (Kening) | G3/09/IRM | YUWELL | YHW-1 | B2202002753
ALK-001256/062 | Termometer Non Contact (Kening) | G3/09/IRM | YUWELL | YHW-1 | B2202002745
ALK-001256/063 | Termometer Non Contact (Kening) | G3/09/IRM | YUWELL | YHW-1 | B22042504334
ALK-001256/064 | Termometer Non Contact (Kening) | G3/09/IRM | YUWELL | YHW-1 | B22042504332
ALK-000151/011 | Timbangan Dewasa + Ukuran Tinggi | G3/09/IRM | GEA | ZT-120
ALK-000197/001 | Drop Foot Stimulator Everway EM 3000 | G5/07/IRM
ALK-001128/001 | Illuminator Single X-Ray | G5/07/IRM | ONEMED
ALK-000195/003 | Tens Everway EV 804 Digital Tens | G5/07/IRM
ALK-000423/057 | Tensi Digital | G5/07/IRM | GENERAL CARE | LD-582
ALK-001569/001 | 10 pairs of dumbbell rack support vertical private | G5/07/IRM
ALK-001577/001 | barbel gymnastic training | G5/07/IRM
ALK-000988/271 | Bed Pasien | G5/07/IRM | PARAMOUNT BED
ALK-000988/272 | Bed Pasien | G5/07/IRM
ALK-000988/273 | Bed Pasien | G5/07/IRM | HOMED
ALK-000988/274 | Bed Pasien | G5/07/IRM | PARAMOUNT BED
ALK-000988/319 | Bed Pasien | G5/07/IRM | MEDITRON
ALK-000988/553 | Bed Pasien | G5/07/IRM | PARAMOUNT BED
ALK-000988/554 | Bed Pasien | G5/07/IRM | PARAMOUNT BED | TC1-T4MA | 20111119 0989
ALK-000988/555 | Bed Pasien | G5/07/IRM | PARAMOUNT BED | TC1-T4MA
ALK-000988/556 | Bed Pasien | G5/07/IRM | PARAMOUNT BED
ALK-000988/557 | Bed Pasien | G5/07/IRM | MEDITRON
ALK-000988/558 | Bed Pasien | G5/07/IRM | PARAMOUNT BED
ALK-000988/559 | Bed Pasien | G5/07/IRM | PLATINUM INSPIRATION
ALK-000988/560 | Bed Pasien | G5/07/IRM | HOMED
ALK-000988/561 | Bed Pasien | G5/07/IRM | HOMED
ALK-000988/562 | Bed Pasien | G5/07/IRM | MEDITRON
ALK-000988/563 | Bed Pasien | G5/07/IRM | MEDITRON
ALK-000988/564 | Bed Pasien | G5/07/IRM | MEDITRON
ALK-000988/565 | Bed Pasien | G5/07/IRM | MEDITRON
ALK-000988/566 | Bed Pasien | G5/07/IRM | PLATINUM INSPIRATION
ALK-000988/567 | Bed Pasien | G5/07/IRM | HOMED
ALK-000988/568 | Bed Pasien | G5/07/IRM | PARAMOUNT BED
ALK-001502/001 | BTL SHOCKWAVE THERAPY BTL-6000 SWT TOPLINE | G5/07/IRM
ALK-001503/001 | cryotherapy | G5/07/IRM
ALK-001576/001 | finger trainer steel table frame | G5/07/IRM
ALK-001570/001 | foldable electric treadmeal 3" large screen | G5/07/IRM | PERFEXO
ALK-001566/001 | foldable exercise bike | G5/07/IRM
ALK-000391/001 | High Power Laser Therapy Zimmer | G3/09/IRM | ZIMMER | MEDIZIN | 1620012888
ALK-000397/001 | Hot/Cold Pack 23 cm x 13 cm | G5/07/IRM | HOT/COLD PACK
ALK-000397/002 | Hot/Cold Pack 23 cm x 13 cm | G5/07/IRM | HOT/COLD PACK
ALK-000397/003 | Hot/Cold Pack 23 cm x 13 cm | G5/07/IRM | HOT/COLD PACK
ALK-000397/004 | Hot/Cold Pack 23 cm x 13 cm | G5/07/IRM | HOT/COLD PACK
ALK-000397/005 | Hot/Cold Pack 23 cm x 13 cm | G5/07/IRM | HOT/COLD PACK
ALK-000397/006 | Hot/Cold Pack 23 cm x 13 cm | G5/07/IRM | HOT/COLD PACK
ALK-000397/007 | Hot/Cold Pack 23 cm x 13 cm | G5/07/IRM | HOT/COLD PACK
ALK-000397/008 | Hot/Cold Pack 23 cm x 13 cm | G5/07/IRM | HOT/COLD PACK
ALK-000397/009 | Hot/Cold Pack 23 cm x 13 cm | G5/07/IRM | HOT/COLD PACK
ALK-000397/010 | Hot/Cold Pack 23 cm x 13 cm | G5/07/IRM | HOT/COLD PACK
ALK-001128/041 | Illuminator Single X-Ray | G5/07/IRM | CINA
ALK-001571/001 | inner & outer thigh all-in-one machine gym special | G5/07/IRM
ALK-001842/001 | lampu infrared warmer 2400 | G5/07/IRM |  | RH2400 | OOOOO697
ALK-001842/002 | lampu infrared warmer 2400 | G5/07/IRM |  | RH2400 | OOOOO695
ALK-001842/003 | lampu infrared warmer 2400 | G5/07/IRM |  | RH2400 | OOOOO696
ALK-001842/004 | lampu infrared warmer 2400 | G5/07/IRM |  | RH2400 | OOOOO698
ALK-001840/001 | Lampu infrared warmer RH3600 | G5/07/IRM |  | RH3600C | OOOOO679
ALK-001840/002 | Lampu infrared warmer RH3600 | G5/07/IRM |  | RH3600C | OOOOO664
ALK-001840/003 | Lampu infrared warmer RH3600 | G5/07/IRM |  | RH3600C | OOOOO667
ALK-001840/004 | Lampu infrared warmer RH3600 | G5/07/IRM |  | RH3600C | OOOOO666
ALK-001840/005 | Lampu infrared warmer RH3600 | G5/07/IRM |  |  | OOOOO699
ALK-001840/006 | Lampu infrared warmer RH3600 | G5/07/IRM |  |  | OOOOO700
ALK-000102/084 | Pulse Oxymeter | G3/09/IRM | YUWELL |  | B2108004779
ALK-001575/001 | pvc thickened scrub yoga ball | G5/07/IRM
ALK-001575/002 | pvc thickened scrub yoga ball | G5/07/IRM
ALK-001575/003 | pvc thickened scrub yoga ball | G5/07/IRM
ALK-000206/001 | Sepeda Statis | G5/07/IRM
ALK-000206/002 | Sepeda Statis | G5/07/IRM
ALK-001572/001 | single station twenty four function trainer gym | G5/07/IRM | KONDITION
ALK-001568/001 | stainless pedal puller sport | G5/07/IRM
ALK-000195/001 | Tens Everway EV 804 Digital Tens | G5/07/IRM
ALK-000195/002 | Tens Everway EV 804 Digital Tens | G5/07/IRM
ALK-000423/029 | Tensi Digital | G3/09/IRM | GENERAL CARE | LD-582 | O434
ALK-000423/058 | Tensi Digital | G5/07/IRM | GENERAL CARE | LD-582
ALK-000423/059 | Tensi Digital | G5/07/IRM | GENERAL CARE | LD-582 | 2158200283
ALK-000423/073 | Tensi Digital | G5/07/IRM | One Med | 5G | B2111001881
ALK-001256/061 | Termometer Non Contact (Kening) | G3/09/IRM | YUWELL | YHW-1 | B2202002751
ALK-000423/073 | Tiang infuse 2 Hook | G5/07/IRM
ALK-000220/001 | Traction Therapy Everway Ever Trac ET-800 | G3/09/IRM | EVER-TRAC | ET-800 | 17021337
ALK-000153/010 | Timbangan Dewasa Digital | G5/07/IRM
ALK-001567/001 | wind resistance rowing machine | G5/07/IRM | AIR POWER
ALK-000988/618 | Bed Pasien | G5/06/ESWL | PARAMOUNT
ALK-000988/619 | Bed Pasien | G5/06/ESWL | MEDITRON
ALK-001389/001 | ESWL | G5/06/ESWL | SIEMENS | MODULARIS | 6023
ALK-001129/010 | Illuminator Double X-Ray | G5/06/ESWL | ONE MED | HEALTH CARE
ALK-001128/035 | Illuminator Single X-Ray | G5/06/ESWL | ONE MED | HEALTH CARE
ALK-000104/005 | Mesin USG (Idsmed) | G5/06/ESWL | SIEMENS | ACUSAN X300 | 346365
ALK-001299/008 | Tensimeter Digital Dinamap | G5/06/ESWL | PHILIPS | VM 6 | US.12554486
ALK-000172/049 | Tensimeter Klinik Wall (Riester) | G5/06/ESWL | RIESTER | BIG BEN ROUND | 161043737
ALK-000027/317 | Tiang Infus 2 HOOK | G5/06/ESWL
ALK-000151/014 | Timbangan Dewasa + Ukuran Tinggi | G5/06/ESWL | GEA | ZT-120 | MFI/034
ALK-001314/002 | Angiograpy | G5/02/CATHL | GE | INNOVA 16,5 5 | M3-22-133
ALK-000988/616 | Bed Pasien | G5/02/CATHL | PARAMOUNT | PA99295 | 9009014 00115
ALK-000988/617 | Bed Pasien | G5/02/CATHL | ACARE
ALK-001801/004 | blanket warmer china | G5/02/CATHL |  |  | 21012306 0007
ALK-001300/004 | Defibilator/DC-Shock | G5/02/CATHL | LIFE PAK | 20e | 48705243
ALK-001442/601 | Flowmeter oksigen (katup besi) | G5/02/CATHL | medical oxygen
ALK-001442/602 | Flowmeter oksigen (katup besi) | G5/02/CATHL | medical oxygen
ALK-001312/002 | Injector | G5/02/CATHL | SEACROWN | ZENI TH-H15 | SC022306192
ALK-0012670/004 | Mesin Anesthesi tanpa Vaporizer | G5/02/CATHL | GE | MG04E | MA08060567
ALK-001422/185 | Patient Monitor virgo 5 parameter | G5/02/CATHL | NORTHERN | VIRGO | J0224030
ALK-001422/186 | Patient Monitor virgo 5 parameter | G5/02/CATHL | NORTHERN | VIRGO | I0911009
ALK-001139/019 | Suction Pump Dewasa | G5/02/CATHL | SMIC | YBDX-23B
ALK-000423/062 | Tensi Digital | G5/02/CATHL | GENERAL CARE | LD-582 | 2158200057
ALK-000027/495 | Tiang Infus 2 HOOK | G5/02/CATHL
ALK-000027/496 | Tiang Infus 2 HOOK | G5/02/CATHL
ALK-000027/497 | Tiang Infus 2 HOOK | G5/02/CATHL
ALK-000153/014 | Timbangan Dewasa Digital | G5/02/CATHL | CHINA
ALK-001314/001 | Angiograpy | G2/03/CATHL | GE | OPTIMA | V1S15011
ALK-000988/624 | Bed Pasien | G2/03/CATHL | PARAMOUNT
ALK-000988/625 | Bed Pasien | G2/03/CATHL | PARAMOUNT
ALK-000088/003 | Blanket (Norm O Therm) | G2/03/CATHL | NORM O TERM | CSZ | 144-N7551
ALK-000008/101 | Infus Pump LS600 | G2/03/CATHL | TERUMO | TE-112 | O912000031
ALK-001312/001 | Injector | G2/03/CATHL | MEDRAD | MARK V PROVIS | 201755
ALK-000318/004 | Lampu Operasi | G2/03/CATHL | MAVIG | PORTEGRA 2 | 15/04654
ALK-001454/009 | Lampu UV standing | G2/03/CATHL
ALK-000061/005 | Laringoscope Dewasa | G2/03/CATHL
ALK-000470/004 | Meja Operasi | G2/03/CATHL | GE | HEALTH CARE | 124764HL2
ALK-000097/005 | Patient Monitor MEC 1000 (Mindray) | G2/03/CATHL | MINDRAY | MEC 1000 | AQ-44206038
ALK-001130/047 | Stetoskop Dewasa (Litmann) | G2/03/CATHL
ALK-001139/021 | Suction Pump Dewasa | G2/03/CATHL
ALK-000880/003 | Suction pump TAF Dream 2 tabung | G2/03/CATHL | TAFF-DREAM | KS-100 | 1404008
ALK-000009/017 | Syringe Pump | G2/03/CATHL | TERUMO | TE-331 | 11004000030
ALK-000027/318 | Tiang Infus 2 HOOK | G2/03/CATHL
ALK-000151/012 | Timbangan Dewasa + Ukuran Tinggi | G2/03/CATHL | SMIC | ZT-120 | MFI/003
ALK-001315/019 | Patient Monitor B650 | G2/03/IBS | GE | B650
ALK-000153/009 | Timbangan Dewasa Digital | G4/01/K_UMUM | GEA
ALK-000144/005 | Tensimeter Roda | G4/01/K_UMUM | ONE MED
ALK-000084/002 | Nebulizer with Compressor | G4/01/K_UMUM
ALK-000102/074 | Pulse Oxymeter | G4/01/K_UMUM | GENERAL CARE | SONOSAT-F02T | MA2009093801
ALK-001129/015 | Illuminator Double X-Ray | G4/01/K_BEDAH UMUM
ALK-001256/068 | Termometer Non Contact (Kening) | G4/01/K_BEDAH UMUM | YUWELL |  | PT22042504371
ALK-000333/045 | Stetoskop dewasa + anak (litmann) | G4/01/K_BEDAH UMUM | LITTMANN |  | J22A621837
ALK-000151/031 | Timbangan Dewasa + Ukuran Tinggi | G4/01/K_BEDAH UMUM
ALK-000423/064 | Tensi Digital | G4/01/K_THT | GENERAL CARE | LD-582 | 2158200163
ALK-001128/043 | Illuminator Single X-Ray | G4/01/K_THT | ONE MED | HEALTH CARE
ALK-001487/001 | Nasoendoscopy THT DCSpro103R | G4/01/K_THT | TJ ULTRA | HD-4KB
ALK-001813/007 | Nebulizer | G4/01/K_THT | OMRON | NE-C28 | 201205141019VF
ALK-000333/044 | Stetoskop dewasa + anak (litmann) | G4/01/K_UROLOGY | LITTMANN | CLASSIC III | J22A897172
ALK-000988/551 | Bed Pasien | G4/01/K_SP UROLOGI | PARAMOUNT
ALK-000423/053 | Tensi Digital | G4/01/K_SP UROLOGI | GENERAL CARE
ALK-000424/002 | Mesin USG Type Navi | G4/01/K_SP UROLOGI | WISONIC | NAVI | WA8B303686
ALK-000362/007 | Lampu Examination | G4/01/K_SP UROLOGI
ALK-000151/028 | Timbangan Dewasa + Ukuran Tinggi | G4/01/K_SP UROLOGI | GEA | ZT-120
ALK-000151/036 | Timbangan Dewasa + Ukuran Tinggi | G4/01/K_SP PARU | GEA | ZT-120
ALK-000423/047 | Tensi Digital | G4/01/K_SP PARU | GENERAL CARE | LD-582 | 2158200334
ALK-001129/016 | Illuminator Double X-Ray | G4/01/K_SP PARU | ONE MED
ALK-000988/552 | Bed Pasien | G4/01/K_SARAF | PARAMOUNT | TC1-T4NIA-3 | 20210811 5763
ALK-001128/045 | Illuminator Single X-Ray | G4/01/K_SARAF
ALK-000423/022 | Tensi Digital | G4/01/K_SARAF | GENERAL CARE | LD-582 | 2158200679
ALK-000411/001 | Penlight | G4/01/K_SARAF | ONE MED
ALK-000151/034 | Timbangan Dewasa + Ukuran Tinggi | G4/01/K_SARAF | GEA | ZT-120
ALK-000151/009 | Timbangan Dewasa + Ukuran Tinggi | G4/01/K_SARAF | GEA | ZT-120
ALK-000333/001 | Stetoskop dewasa + anak (litmann) | G4/01/K_SARAF | LITTMANN |  | J22A621760
ALK-000102/063 | Pulse Oxymeter | G4/01/K_SARAF
ALK-000151/025 | Timbangan Dewasa + Ukuran Tinggi | G4/01/K_PD SUB GINJAL | GEA | ZT-120
ALK-000988/545 | Bed Pasien | G4/01/K_PD SUB GINJAL | PARAMOUNT
ALK-001129/012 | Illuminator Double X-Ray | G4/01/K_PD SUB GINJAL | ONE MED
ALK-001129/011 | Illuminator Double X-Ray | G4/01/K_PD | ONE MED
ALK-000172/032 | Tensimeter Klinik Wall (Riester) | G4/01/K_PD | RIESTER | BIG BEN ROUND | 16104375
ALK-000172/042 | Tensimeter Klinik Wall (Riester) | G4/01/K_PD | RIESTER | BIG BEN ROUND | 220242419
ALK-000151/024 | Timbangan Dewasa + Ukuran Tinggi | G4/01/K_PD | GEA | ZT-120
ALK-000333/004 | Stetoskop dewasa + anak (litmann) | G4/01/K_PD | LITTMANN |  | J22A896607
ALK-000333/005 | Stetoskop dewasa + anak (litmann) | G4/01/K_PD | LITTMANN |  | J22A622296
ALK-000151/037 | Timbangan Dewasa + Ukuran Tinggi | G4/01/K_PARU
ALK-000333/051 | Stetoskop dewasa + anak (litmann) | G4/01/K_PARU
ALK-000423/054 | Tensi Digital | G4/01/K_ORTOPEDI | GENERAL CARE | LD-582 | 2158200960
ALK-000151/020 | Timbangan Dewasa + Ukuran Tinggi | G4/01/K_ORTOPEDI | ONE MED
ALK-001129/008 | Illuminator Double X-Ray | G4/01/K_ORTOPEDI | PARAMOUNT
ALK-000988/623 | Bed Pasien | G4/01/K_ORTOPEDI
ALK-000333/042 | Stetoskop dewasa + anak (litmann) | G4/01/K_ONKOLOGY
ALK-000151/030 | Timbangan Dewasa + Ukuran Tinggi | G4/01/K_ONKOLOGI | GEA | ZT-120
ALK-000423/052 | Tensi Digital | G4/01/K_ONKOLOGI | GENERAL CARE | LD.J82 | 2158200349
ALK-000333/052 | Stetoskop dewasa + anak (litmann) | G4/01/K_ONKOLOGI | LITTMANN |  | J20K927842
ALK-001129/014 | Illuminator Double X-Ray | G4/01/K_ONKOLOGI | ONE MED
ALK-001130/068 | Stetoskop Dewasa (Litmann) | G4/01/K_ONKOLOGI | LITTMANN |  | I11W42750
ALK-001384/010 | bed Ginekology | G4/01/K_OBGYN | JIELANG | JC35B7 | 100888127010522 121500037
ALK-001486/001 | Mesin USG (alpinion E-cube 9 diamond) | G4/01/K_OBGYN | ALPINION
ALK-000423/045 | Tensi Digital | G4/01/K_OBGYN | GENERAL CARE | LD-582 | 2158200642
ALK-000151/023 | Timbangan Dewasa + Ukuran Tinggi | G4/01/K_OBGYN | GEA | ZT-120
ALK-000151/022 | Timbangan Dewasa + Ukuran Tinggi | G4/01/K_MATA | GEA | EB 9360
ALK-000333/003 | Stetoskop dewasa + anak (litmann) | G4/01/K_MATA | LITTMANN |  | J22AB97145
ALK-000423/043 | Tensi Digital | G4/01/K_MATA
ALK-001602/001 | autoref-keratometer REXXAM ACCUREF | G4/01/K_MATA | REXXAM | IC-900 | YIBN4684
ALK-001603/001 | digital snelen chart/ appasamy i-chart hd smart | G4/01/K_MATA | APPASAMY
ALK-001606/001 | non contact tonometer REXXAM Nct-200 | G4/01/K_MATA | REXXAM | NCT-200 | 32BP4294
ALK-001607/001 | funduscopy/ opthalmoscope NEIZT BX alpha 13 | G4/01/K_MATA | NEITZ | BX | OO1126060
ALK-001608/001 | USG mata + biometry/TOMEY UD+800 AB | G4/01/K_MATA | TOMEY | UD-800 | 253411
ALK-001609/001 | pinset bulu mata/ appasamy | G4/01/K_MATA | APPASAMY | AA-3485
ALK-001609/002 | pinset bulu mata/ appasamy | G4/01/K_MATA | APPASAMY
ALK-001609/003 | pinset bulu mata/ appasamy | G4/01/K_MATA
ALK-001610/001 | trial lamp | G4/01/K_MATA | TN MED | MT226 | I-H11-11 002
ALK-001610/002 | trial lamp | G4/01/K_MATA | TN MED | MT226 | L-H11-11-002
ALK-001309/002 | SLIT | G4/01/K_MATA | APPASAMY | JACK PRO | H1620221109005
ALK-000333/043 | Stetoskop dewasa + anak (litmann) | G4/01/K_KONSULTAN
ALK-000172/048 | Tensimeter Klinik Wall (Riester) | G4/01/K_KONSULTAN
ALK-000151/033 | Timbangan Dewasa + Ukuran Tinggi | G4/01/K_JTG | GEA | ZT-120
ALK-000333/041 | Stetoskop dewasa + anak (litmann) | G4/01/K_JTG | LITTMANN |  | J22A621889
ALK-000172/031 | Tensimeter Klinik Wall (Riester) | G4/01/K_JTG | RIESTER | BIG BEN ROUND | 181141181
ALK-000423/055 | Tensi Digital | G4/01/K_JTG | GENERAL CARE | LD-582 | 2158200978
ALK-000102/109 | Pulse Oxymeter | G4/01/K_JTG | YUWELL |  | B2101010731
ALK-001129/017 | Illuminator Double X-Ray | G4/01/K_JTG | ONE MED
ALK-001497/001 | ECG SE 1200 Express | G4/01/K_JTG | EDAN | SE-1200 EXPRESS | 4600-M22314830001
ALK-001687/001 | Mesin eco jantung siemens juniper 3P | G4/01/K_JTG | SIEMENS
ALK-002044/001 | Holter Monitor | G4/01/K_JTG | DMS | DMS300-3A | 3A/133340
ALK-001129/015 | Illuminator Double X-Ray | G4/01/K_BEDAH UMUM
ALK-000333/045 | Stetoskop dewasa + anak (litmann) | G4/01/K_BEDAH UMUM
ALK-000151/031 | Timbangan Dewasa + Ukuran Tinggi | G4/01/K_BEDAH UMUM | GEA | ZT-120
ALK-000151/032 | Timbangan Dewasa + Ukuran Tinggi | G4/01/K_BEDAH SARAF | GEA | ZT-120
ALK-000333/050 | Stetoskop dewasa + anak (litmann) | G4/01/K_BEDAH SARAF | LITTMANN
ALK-000423/050 | Tensi Digital | G4/01/K_BEDAH SARAF | GENERAL CARE
ALK-000144/015 | Tensimeter Roda | G4/01/K_BEDAH SARAF | ONEMED
ALK-000988/622 | Bed Pasien | G4/01/K_BEDAH SARAF | PARAMOUNT
ALK-001128/044 | Illuminator Single X-Ray | G4/01/K_BEDAH SARAF | ONEMED
ALK-001128/050 | Illuminator Single X-Ray | G4/01/K_ANAK
ALK-001131/031 | Stetoskop Anak (Litmann) | G4/01/K_ANAK
ALK-001653/002 | RGZ-50 timbangan anak 1-4thn | G4/01/K_ANAK | RGZ50
ALK-000102/064 | Pulse Oxymeter | G4/01/K_ANAK | SPIRIT | FS20P | FS2P2012260200078
ALK-000101/003 | Nebulizer Pediatric | G4/01/K_ANAK
ALK-000423/023 | Tensi Digital | G4/01/K_ANAK | GENERAL CARE | LD-582 | 215820077
ALK-000411/002 | Penlight | G4/01/K_ANAK | GENERAL CARE
ALK-000479/002 | Termometer Digital | G4/01/K_ANAK | YUWELL | YT-1C | PT22042504380
ALK-000333/002 | Stetoskop dewasa + anak (litmann) | G4/01/K_ANAK | LITTMANN | M3 | J22A897244
ALK-000151/021 | Timbangan Dewasa + Ukuran Tinggi | G4/01/K_ANAK | GEA | ZT-120
ALK-000120/007 | Timbangan Baby | G4/01/K_ANAK
ALK-000423/067 | Tensi Digital | G1/01/K_KK | GENERAL CARE
ALK-001251/024 | Timbangan Badan Kecil | G1/01/K_KK | GEA
ALK-001305/008 | Mesin ESU | G1/01/K_KK
ALK-000368/006 | Lampu Examination | G1/01/K_KK
ALK-001131/001 | Stetoscope anak | G3/01/K_Anak
ALK-000423/072 | Tensi Digital | G1/01/K_PSIKIATER | GENERAL CARE
ALK-000153/016 | Timbangan Dewasa Digital | G1/01/K_PSIKIATER | china
ALK-000423/049 | Tensi Digital | G1/01/K_GIGI
ALK-000334/007 | Dental Unit | G1/01/K_GIGI
ALK-000334/005 | Dental Unit | G1/01/K_GIGI